## README
Atana Digital Asset Naming — Completion Workbook
Based on NBS BIM Object Standard v2.2 §5.1.5
Pattern: Originator_Source_Category_Material_Object
Object lists are per Task Team. Complete missing teams using AR/ME as examples.
Object names = reverse camelCase derived from Uniclass Pr description keywords
Always fill Uniclass Pr, IFC4, and Revit Category where possible

## TaskTeams
Code | Label | Uniclass Ro | ObjectCount | Status
AR | ARCHITECTURE | Ro_50_10_03 | 252 | COMPLETE
CV | CIVIL | Ro_50_20_11 | 0 | MISSING
CW | CIVIL WATER | Ro_50_20_96 | 0 | MISSING
EE | ELECTRICAL | Ro_50_20_30 | 0 | MISSING
EV | ENVIRONMENTAL | Ro_70_30_28 | 0 | MISSING
FD | FIRE DETECTION | Ro_50_20_33 | 0 | MISSING
FP | FIRE PROTECTION | Ro_50_20_33 | 0 | MISSING
HB | BRIDGES | Ro_50_20_06 | 0 | MISSING
HD | DRAINAGE | Ro_50_20_28 | 0 | MISSING
HE | HYDRAULIC | Ro_50_20_42 | 0 | MISSING
HG | GEOMETRICS | Ro_50_20_41 | 0 | MISSING
HP | PAVEMENTS & MATERIALS | Ro_50_20_41 | 0 | MISSING
HS | SIGNS & MARKINGS | Ro_50_10_80 | 0 | MISSING
HT | TRAFFIC | Ro_50_20_90 | 0 | MISSING
ID | INTERIOR DESIGN | Ro_50_10_43 | 0 | MISSING
IM | INFORMATION MANAGER | Ro_30_10_42 | 0 | MISSING
ME | MECHANICAL | Ro_50_20_54 | 258 | COMPLETE
MH | MECHANICAL - HVAC | Ro_50_20_40 | 310 | COMPLETE
PD | PUBLIC HEALTH | Ro_50_20_68 | 0 | MISSING
PE | PROCESS ENGINEER | Ro_50_20_65 | 0 | MISSING
PM | PROJECT MANAGER | Ro_30_10_67 | 0 | MISSING
QS | QUANTITY SURVEYOR | Ro_70_10_75 | 0 | MISSING
ST | STRUCTURAL | Ro_50_20_83 | 100 | COMPLETE
YC | CONTROLS ENGINEER | Ro_50_20_53 | 0 | MISSING
YS | SECURITY SPECIALIST | Ro_10_40_76 | 0 | MISSING
LD | LANDSCAPING | Ro_50_30_48 | 0 | MISSING

## Category
Code | Label | Uniclass Ss | Uniclass Description | Group
BAL | Baluster (Ss_25_60_05 - Balustrade and handrail systems) | Ss_25_60_05 | Balustrade and handrail systems | AR
CAS | Casework (Ss_40_15_35 - General FF&E systems) | Ss_40_15_35 | General FF&E systems | AR
CEL | Ceiling (Ss_30_25_10 - Board and sheet ceiling systems) | Ss_30_25_10 | Board and sheet ceiling systems | AR
CUR | Curtain Panel (Ss_25_10_20 - Curtain walling systems) | Ss_25_10_20 | Curtain walling systems | AR
DOR | Door (Ss_25_30_20 - Door, shutter and hatch systems) | Ss_25_30_20 | Door, shutter and hatch systems | AR
ENT | Entourage (Ss_45_35_30 - Forestry, biomass, hedging and roadside planting systems) | Ss_45_35_30 | Forestry, biomass, hedging and roadside planting systems | AR
FLR | Floor (Ss_30_20_70 - Raised flooring systems) | Ss_30_20_70 | Raised flooring systems | AR
FUR | Furniture (Ss_40_15_35 - General FF&E systems) | Ss_40_15_35 | General FF&E systems | AR
MAS | Mass (En_20_50 - Commercial entities) | En_20_50 | Commercial entities | AR
PRK | Parking (Ss_40_85_72 - Road FF&E systems) | Ss_40_85_72 | Road FF&E systems | AR
PLN | Planting (Ss_45_35_05 - Amenity and ornamental planting systems) | Ss_45_35_05 | Amenity and ornamental planting systems | AR
RLG | Railing (Ss_25_15_60 - Pedestrian safety barrier and guarding systems) | Ss_25_15_60 | Pedestrian safety barrier and guarding systems | AR
ROF | Roof (Ss_30_10_90 - Unit roof structure systems) | Ss_30_10_90 | Unit roof structure systems | AR
WAL | Wall (Ss_25_13_50 - Masonry wall systems) | Ss_25_13_50 | Masonry wall systems | AR
WIN | Window (Ss_25_30_95 - Window and window walling systems) | Ss_25_30_95 | Window and window walling systems | AR
SOP | Services Opening (Ss_25_60_30 - Fire-stopping systems) | Ss_25_60_30 | Fire-stopping systems | ST
STR | Stair (Ss_35_10_85 - Structural stair and ramp systems) | Ss_35_10_85 | Structural stair and ramp systems | ST
COL | Structural Column (Ss_20_30_75 - Structural column systems) | Ss_20_30_75 | Structural column systems | ST
SCN | Structural Connection (Ss_20_10_75 - Structural framing systems) | Ss_20_10_75 | Structural framing systems | ST
FDN | Structural Foundation (Ss_20_05_15 - Concrete foundation systems) | Ss_20_05_15 | Concrete foundation systems | ST
FRM | Structural Framing (Ss_20_10_75 - Structural framing systems) | Ss_20_10_75 | Structural framing systems | ST
STF | Structural Stiffener (Ss_20_10_75 - Structural framing systems) | Ss_20_10_75 | Structural framing systems | ST
HSC | Hardscape (Ss_15_10_30 - Excavating, filling and erosion control systems) | Ss_15_10_30 | Excavating, filling and erosion control systems | CV
RDS | Road (Ss_40_85_72 - Road FF&E systems) | Ss_40_85_72 | Road FF&E systems | CV
STE | Site (Ss_15_10_30 - Excavating, filling and erosion control systems) | Ss_15_10_30 | Excavating, filling and erosion control systems | CV
AIR | Air Terminal (Ss_65_40_33 - General space ventilation systems) | Ss_65_40_33 | General space ventilation systems | ME
DAC | Duct Accessory (Ss_65_40_33 - General space ventilation systems) | Ss_65_40_33 | General space ventilation systems | ME
DFT | Duct Fitting (Ss_65_40_33 - General space ventilation systems) | Ss_65_40_33 | General space ventilation systems | ME
MEQ | Mechanical Equipment (Ss_60_40_17 - Cooling systems) | Ss_60_40_17 | Cooling systems | ME
MDQ | Medical Equipment (Ss_40_50_50 - Medical and health FF&E systems) | Ss_40_50_50 | Medical and health FF&E systems | ME
MAF | MEP Ancillery Framing (Ss_65_40_33 - General space ventilation systems) | Ss_65_40_33 | General space ventilation systems | ME
MDS | MEP Fabrication Ductwork Stiffeners (Ss_65_40_33 - General space ventilation systems) | Ss_65_40_33 | General space ventilation systems | ME
PFX | Plumbing Fixture (Ss_40_15_75 - Sanitary appliance systems) | Ss_40_15_75 | Sanitary appliance systems | ME
SEQ | Specialty Equipment (Ss_40_15_25 - Catering FF&E systems) | Ss_40_15_25 | Catering FF&E systems | ME
PAC | Pipe Accessory (Ss_55_70_38 - Hot and cold water supply systems) | Ss_55_70_38 | Hot and cold water supply systems | PD
PFT | Pipe Fitting (Ss_55_70_38 - Hot and cold water supply systems) | Ss_55_70_38 | Hot and cold water supply systems | PD
PLQ | Plumbing Equipment (Ss_55_70_38 - Hot and cold water supply systems) | Ss_55_70_38 | Hot and cold water supply systems | PD
FPR | Fire Protection (Ss_55_30_98 - Water fire suppression systems) | Ss_55_30_98 | Water fire suppression systems | FP
SGN | Signage (Ss_40_10_30 - Fire and safety signage systems) | Ss_40_10_30 | Fire and safety signage systems | FP
SPR | Sprinkler (Ss_55_30_98 - Water fire suppression systems) | Ss_55_30_98 | Water fire suppression systems | FP
CNF | Conduit Fitting (Ss_70_30_45 - Low-voltage systems) | Ss_70_30_45 | Low-voltage systems | EE
EEQ | Electrical Equipment (Ss_70_30_50 - Medium-voltage systems) | Ss_70_30_50 | Medium-voltage systems | EE
EFX | Electrical Fixture (Ss_70_30_50 - Medium-voltage systems) | Ss_70_30_50 | Medium-voltage systems | EE
LGT | Lighting Device (Ss_70_80_33 - General lighting systems) | Ss_70_80_33 | General lighting systems | EE
LFX | Lighting Fixture (Ss_70_80_33 - General lighting systems) | Ss_70_80_33 | General lighting systems | EE
CTF | Cable Tray Fitting (Ss_70_30_10 - Cable management systems) | Ss_70_30_10 | Cable management systems | EE
COM | Communication Device (Ss_75_10_68 - Public communications systems) | Ss_75_10_68 | Public communications systems | YS
DAT | Data Device (Ss_75_10_21 - Data distribution and telecommunications systems) | Ss_75_10_21 | Data distribution and telecommunications systems | YS
FAD | Fire Alarm Device (Ss_75_50_28 - Fire and smoke detection and alarm systems) | Ss_75_50_28 | Fire and smoke detection and alarm systems | YS
MCD | Mechanical Control Device (Ss_75_70_52 - Mechanical engineering services control and management systems) | Ss_75_70_52 | Mechanical engineering services control and management systems | YS
NCD | Nurse Call Device (Ss_75_10_51 - Medical communications systems) | Ss_75_10_51 | Medical communications systems | YS
SEC | Security Device (Ss_75_40_75 - Security detection alarm systems) | Ss_75_40_75 | Security detection alarm systems | YS
TEL | Telephone Device (Ss_75_10_46 - Listening systems) | Ss_75_10_46 | Listening systems | YS
AVD | Audio Visual Device (Ss_75_40_02 - Access control systems) | Ss_75_40_02 | Access control systems | YS
DRF | Drafting |  |  | ZZ
DTL | Detailed Item |  |  | ZZ
GEN | Generic Model |  |  | ZZ
PRO | Profile |  |  | ZZ

## Material
Code | Label | Uniclass Code | Uniclass Description | Group
GEN | Generic
BRK | Brick (Pr_20_93_52_15 - Clay bricks) | Pr_20_93_52_15 | Clay bricks | MASONRY & CERAMICS
CLY | Clay (Ma_20_03_28_15 - Expanded clay lightweight aggregates) | Ma_20_03_28_15 | Expanded clay lightweight aggregates | MASONRY & CERAMICS
CRM | Ceramic (Ma_20_13 - Ceramic) | Ma_20_13 | Ceramic | MASONRY & CERAMICS
MSN | Masonry (Ma_40_15_52 - Masonry cement) | Ma_40_15_52 | Masonry cement | MASONRY & CERAMICS
PRC | Porcelain (Ma_20_13_65 - Porcelain) | Ma_20_13_65 | Porcelain | MASONRY & CERAMICS
TRC | Terracotta (Ma_20_13_88 - Terracotta) | Ma_20_13_88 | Terracotta | MASONRY & CERAMICS
ALU | Aluminium (Ma_40_52_03 - Aluminium) | Ma_40_52_03 | Aluminium | METALS & ALLOYS
ALY | Alloy (Ma_40_52_83_83 - Steel-aluminium alloy) | Ma_40_52_83_83 | Steel-aluminium alloy | METALS & ALLOYS
BRS | Brass (Ma_40_52_09 - Brass) | Ma_40_52_09 | Brass | METALS & ALLOYS
BRZ | Bronze (Ma_40_52_10 - Bronze) | Ma_40_52_10 | Bronze | METALS & ALLOYS
CPR | Copper (Ma_40_52_11 - Copper) | Ma_40_52_11 | Copper | METALS & ALLOYS
IRC | IronCast (Ma_40_52_20 - Cast iron) | Ma_40_52_20 | Cast iron | METALS & ALLOYS
SCH | SteelChrome (Ma_40_52_12 - Chrome steel) | Ma_40_52_12 | Chrome steel | METALS & ALLOYS
SGV | SteelGalvanized (Ma_40_52_21 - Galvanized steel) | Ma_40_52_21 | Galvanized steel | METALS & ALLOYS
SSS | SteelStainless (Ma_40_52_80 - Stainless steel) | Ma_40_52_80 | Stainless steel | METALS & ALLOYS
SST | SteelStructural (Ma_40_52_90 - Structural steel) | Ma_40_52_90 | Structural steel | METALS & ALLOYS
STC | SteelCarbon (Ma_40_52_11 - Carbon steel) | Ma_40_52_11 | Carbon steel | METALS & ALLOYS
STL | Steel (Ma_40_52 - Steel) | Ma_40_52 | Steel | METALS & ALLOYS
STT | SteelTitanium (Ma_40_52_83_85 - Titanium steel) | Ma_40_52_83_85 | Titanium steel | METALS & ALLOYS
TIN | Tin (Ma_40_52_13 - Tin) | Ma_40_52_13 | Tin | METALS & ALLOYS
ZNC | Zinc (Ma_40_52_14 - Zinc) | Ma_40_52_14 | Zinc | METALS & ALLOYS
CON | Concrete (Ma_40_15_66 - Portland cement) | Ma_40_15_66 | Portland cement | CONCRETE & CEMENTITIOUS
GYP | Gypsum (Ma_40_15_35 - Gypsum cement) | Ma_40_15_35 | Gypsum cement | CONCRETE & CEMENTITIOUS
HDP | HDPE (Ma_60_65_28_37 - High-density polyethylene) | Ma_60_65_28_37 | High-density polyethylene | PLASTICS & POLYMERS
PET | Polyethylene (Ma_60_65_28 - Polyethylene) | Ma_60_65_28 | Polyethylene | PLASTICS & POLYMERS
PLS | Plastic (Ma_60_65 - Plastics) | Ma_60_65 | Plastics | PLASTICS & POLYMERS
PVC | PVC (Ma_60_65_96 - Polyvinyl chloride) | Ma_60_65_96 | Polyvinyl chloride | PLASTICS & POLYMERS
UPC | uPVC (Ma_60_65_96_85 - Unplasticized polyvinyl chloride) | Ma_60_65_96_85 | Unplasticized polyvinyl chloride | PLASTICS & POLYMERS
RBR | Rubber (Ma_60_70 - Rubbers) | Ma_60_70 | Rubbers | PLASTICS & POLYMERS
SYN | Synthetic (Ma_60 - Organic materials) | Ma_60 | Organic materials | PLASTICS & POLYMERS
GRS | Grass (Ma_60_64_35 - Grass) | Ma_60_64_35 | Grass | NATURAL & ORGANIC
LTH | Leather (Ma_60_64_45 - Leather) | Ma_60_64_45 | Leather | NATURAL & ORGANIC
SOL | Soil (Ma_20_03_28_80 - Soil) | Ma_20_03_28_80 | Soil | NATURAL & ORGANIC
WOD | Wood (Ma_60_10 - Wood) | Ma_60_10 | Wood | NATURAL & ORGANIC
GLC | GlassClear (Ma_40_35_78 - Sheet glass) | Ma_40_35_78 | Sheet glass | GLASS
GLE | GlassLowEmissivity (Ma_40_35_37 - Heat-absorbing glass) | Ma_40_35_37 | Heat-absorbing glass | GLASS
GLF | GlassFloat (Ma_40_35_31 - Float glass) | Ma_40_35_31 | Float glass | GLASS
GLL | GlassLaminated (Pr_25_71_33_46 - Laminated glass sheets) | Pr_25_71_33_46 | Laminated glass sheets | GLASS
GLN | GlassTinted (Ma_40_35_78 - Sheet glass) | Ma_40_35_78 | Sheet glass | GLASS
GLR | GlassFrosted (Ma_40_35_57 - Non-reflective glass) | Ma_40_35_57 | Non-reflective glass | GLASS
GLT | GlassTempered (Ma_40_35_75 - Safety glass) | Ma_40_35_75 | Safety glass | GLASS
GNT | Granite (Ma_20_03_28 - Stone aggregates) | Ma_20_03_28 | Stone aggregates | STONE & AGGREGATES
GRV | Gravel (Ma_20_03_28 - Stone aggregates) | Ma_20_03_28 | Stone aggregates | STONE & AGGREGATES
SLT | Slate (Ma_40_84_51_80 - Slate) | Ma_40_84_51_80 | Slate | STONE & AGGREGATES
SND | Sandstone (Ma_20_03_28 - Stone aggregates) | Ma_20_03_28 | Stone aggregates | STONE & AGGREGATES
STN | Stone (Ma_20_03_28 - Stone aggregates) | Ma_20_03_28 | Stone aggregates | STONE & AGGREGATES
ASP | Asphalt (Ma_60_08_56_04 - Asphalt) | Ma_60_08_56_04 | Asphalt | BITUMINOUS & ASPHALTIC
BTM | Bitumen (Ma_60_08_56_08 - Bitumen) | Ma_60_08_56_08 | Bitumen | BITUMINOUS & ASPHALTIC

## Originator
Code | Label
ATA | ATANA
RHD | Royal HaskoningDHV
APP | Appointing Party
CON | Main Contractor

## Source
Code | Label | Description
ACDoors | ACD | ACD
AIAC | AIA | AIA
AMS | AMS | AMS
AdvantageAir | ADV | ADV
AirDale | AIR | AIR
Alucushion | ALU | ALU
AssaAbloy | ASS | ASS
Avance | AVA | AVA
Baltimore | BAL | BAL
Belgotex | BEL | BEL
BitumProof | BIT | BIT
CIAT | CIA | CIA
Carrier | CAR | CAR
Ceasarstone | CEA | CEA
Cemcrete | CEM | CEM
Climaveneta | CLI | CLI
Clivet | CLT | CLT
CobraWatertech | COB | COB
Cochrane | COC | COC
Corobrik | COR | COR
Daikin | DAI | DAI
Derbigum | DER | DER
Desso | DES | DES
Donkin | DON | DON
Dorma | DOR | DOR
Dulux | DUL | DUL
DunhamBush | DUN | DUN
EcoAir | ECO | ECO
Europair | EUR | EUR
Evapco | EVA | EVA
Fiorini | FIO | FIO
Floorworx | FLX | FLX
Flowcrete | FLO | FLO
Franke | FRA | FRA
Geberit | GEB | GEB
Genesis | GEN | GEN
Geze | GEZ | GEZ
Gree | GRE | GRE
Gyproc | GYP | GYP
Hansgrohe | HAN | HAN
Hillaldam | HIL | HIL
Honeywell | HON | HON
HygizoneSA | HYG | HYG
Isoboard | ISO | ISO
Jalite | JAL | JAL
JohnsonControls | JOH | JOH
Kirk | KIR | KIR
Kranz | KRA | KRA
Kwikot | KWI | KWI
LG | LGG | LGG
Libra | LIB | LIB
LiebertRoss | LIE | LIE
Marley | MAR | MAR
Mitsubishi | MIT | MIT
Nashua | NAS | NAS
OWA | OWA | OWA
PGBison | PGB | PGB
Petra | PET | PET
Plascon | PLA | PLA
Primador | PRI | PRI
RickardAir | RIC | RIC
RollUpSerranda | ROL | ROL
SP | SPP | SPP
SaintGobain | SAI | SAI
Samsung | SAM | SAM
SolidDoors | SOL | SOL
Standard | Source | STD
Swartland | SWA | SWA
SystemAir | SYS | SYS
TDM | TDM | TDM
Thermowise | THE | THE
TileAfrica | TIL | TIL
Trane | TRA | TRA
Trox | TRO | TRO
VanAcht | VAA | VAA
VanDyck | VAD | VAD
Viking | VIK | VIK
Windovert | WIN | WIN
Wispeco | WIS | WIS
Woods | WOO | WOO
Xpelair | XPE | XPE
York | YOR | YOR
Ziehl | ZIE | ZIE
Zip | ZIP | ZIP

## Object-AR
ObjectName (reverseCamel) | Description | Uniclass Pr | Uniclass Description | IFC4 | Revit Category | Group
BalusterBasket | (Pr_20_76_06_11 - Carbon steel balusters and newel posts) | Pr_20_76_06_11 | Carbon steel balusters and newel posts | IfcMemberType.POST |  | BALUSTERS
BalusterCable | (Pr_20_76_06_11 - Carbon steel balusters and newel posts) | Pr_20_76_06_11 | Carbon steel balusters and newel posts | IfcMemberType.POST |  | BALUSTERS
BalusterCustomProfile | (Pr_20_76_06_36 - Hardwood balusters and newel posts) | Pr_20_76_06_36 | Hardwood balusters and newel posts | IfcMemberType.POST |  | BALUSTERS
BalusterDecorative | (Pr_20_76_06_12 - Cast iron balusters and newel posts) | Pr_20_76_06_12 | Cast iron balusters and newel posts | IfcMemberType.POST |  | BALUSTERS
BalusterDoubleKnuckle | (Pr_20_76_06_11 - Carbon steel balusters and newel posts) | Pr_20_76_06_11 | Carbon steel balusters and newel posts | IfcMemberType.POST |  | BALUSTERS
BalusterFlatBar | (Pr_20_76_06_11 - Carbon steel balusters and newel posts) | Pr_20_76_06_11 | Carbon steel balusters and newel posts | IfcMemberType.POST |  | BALUSTERS
BalusterGlassPanel | (Pr_20_76_06_44 - Glass balusters and newel posts) | Pr_20_76_06_44 | Glass balusters and newel posts |  |  | BALUSTERS
BalusterMetalTube | (Pr_20_76_06_11 - Carbon steel balusters and newel posts) | Pr_20_76_06_11 | Carbon steel balusters and newel posts | IfcMemberType.POST |  | BALUSTERS
BalusterPanel | (Pr_20_76_06_44 - Glass balusters and newel posts) | Pr_20_76_06_44 | Glass balusters and newel posts |  |  | BALUSTERS
BalusterRound | (Pr_20_76_06_11 - Carbon steel balusters and newel posts) | Pr_20_76_06_11 | Carbon steel balusters and newel posts | IfcMemberType.POST |  | BALUSTERS
BalusterScroll | (Pr_20_76_06_12 - Cast iron balusters and newel posts) | Pr_20_76_06_12 | Cast iron balusters and newel posts | IfcMemberType.POST |  | BALUSTERS
BalusterSquare | (Pr_20_76_06_36 - Hardwood balusters and newel posts) | Pr_20_76_06_36 | Hardwood balusters and newel posts | IfcMemberType.POST |  | BALUSTERS
BalusterTurnedWood | (Pr_20_76_06_36 - Hardwood balusters and newel posts) | Pr_20_76_06_36 | Hardwood balusters and newel posts | IfcMemberType.POST |  | BALUSTERS
BalusterTwist | (Pr_20_76_06_12 - Cast iron balusters and newel posts) | Pr_20_76_06_12 | Cast iron balusters and newel posts | IfcMemberType.POST |  | BALUSTERS
BalusterWroughtIron | (Pr_20_76_06_12 - Cast iron balusters and newel posts) | Pr_20_76_06_12 | Cast iron balusters and newel posts | IfcMemberType.POST |  | BALUSTERS
CabinetBase | (Pr_40_30_87_31 - Floor-standing kitchen cupboards) | Pr_40_30_87_31 | Floor-standing kitchen cupboards | IfcFurnitureType.USERDEFINED |  | CASEWORK
CabinetCorner | (Pr_40_30_87_17 - Corner cupboards) | Pr_40_30_87_17 | Corner cupboards | IfcFurnitureType.USERDEFINED |  | CASEWORK
CabinetCustomMillwork | (Pr_40_30_87 - Storage units and cupboards) | Pr_40_30_87 | Storage units and cupboards | 0 |  | CASEWORK
CabinetDisplay | (Pr_40_30_87_24 - Display cases) | Pr_40_30_87_24 | Display cases | IfcFurnitureType.USERDEFINED |  | CASEWORK
CabinetDrawerBase | (Pr_40_30_87_42 - Kitchen drawer units) | Pr_40_30_87_42 | Kitchen drawer units | IfcFurnitureType.USERDEFINED |  | CASEWORK
CabinetFile | (Pr_40_30_87_29 - Filing cabinets) | Pr_40_30_87_29 | Filing cabinets | IfcFurnitureType.FILECABINET |  | CASEWORK
CabinetMedicine | (Pr_40_30_87_52 - Medicine cabinets) | Pr_40_30_87_52 | Medicine cabinets | IfcFurnitureType.USERDEFINED |  | CASEWORK
CabinetOpenShelf | (Pr_40_30_87 - Storage units and cupboards) | Pr_40_30_87 | Storage units and cupboards | 0 |  | CASEWORK
CabinetOverhead | (Pr_40_30_87_95 - Wall-mounted kitchen cupboards) | Pr_40_30_87_95 | Wall-mounted kitchen cupboards | IfcFurnitureType.USERDEFINED |  | CASEWORK
CabinetPantry | (Pr_40_30_87 - Storage units and cupboards) | Pr_40_30_87 | Storage units and cupboards | 0 |  | CASEWORK
CabinetSink | (Pr_40_30_87_31 - Floor-standing kitchen cupboards) | Pr_40_30_87_31 | Floor-standing kitchen cupboards | IfcFurnitureType.USERDEFINED |  | CASEWORK
CabinetStorage | (Pr_40_30_87_85 - Storage chests) | Pr_40_30_87_85 | Storage chests | IfcFurnitureType.USERDEFINED |  | CASEWORK
CabinetTall | (Pr_40_30_87 - Storage units and cupboards) | Pr_40_30_87 | Storage units and cupboards | 0 |  | CASEWORK
CabinetUtility | (Pr_40_30_87 - Storage units and cupboards) | Pr_40_30_87 | Storage units and cupboards | 0 |  | CASEWORK
CabinetVanity | (Pr_40_30_87_03 - Bathroom cabinets) | Pr_40_30_87_03 | Bathroom cabinets | IfcFurnitureType.USERDEFINED |  | CASEWORK
CabinetWall | (Pr_40_30_87_95 - Wall-mounted kitchen cupboards) | Pr_40_30_87_95 | Wall-mounted kitchen cupboards | IfcFurnitureType.USERDEFINED |  | CASEWORK
CabinetWardrobe | (Pr_40_30_87_96 - Wardrobes) | Pr_40_30_87_96 | Wardrobes | IfcFurnitureType.USERDEFINED |  | CASEWORK
CaseworkReception | (Pr_40_30_87 - Storage units and cupboards) | Pr_40_30_87 | Storage units and cupboards | 0 |  | CASEWORK
UnitLocker | (Pr_40_30_87_48 - Lockers) | Pr_40_30_87_48 | Lockers | IfcFurnitureType.USERDEFINED |  | CASEWORK
CeilingBaffleMetal | (Pr_35_90_43_12 - Ceiling perimeter trims) | Pr_35_90_43_12 | Ceiling perimeter trims | IfcDiscreteAccessoryType.USERDEFINED |  | CEILINGS
CeilingMetalLinear | (Pr_35_90_43_59 - Metal skirtings) | Pr_35_90_43_59 | Metal skirtings | IfcCoveringType.SKIRTINGBOARD |  | CEILINGS
CeilingSuspendedGridPanel | (Pr_35_90_43_12 - Ceiling perimeter trims) | Pr_35_90_43_12 | Ceiling perimeter trims | IfcDiscreteAccessoryType.USERDEFINED |  | CEILINGS
CeilingTileAcoustic | (Pr_35_90_43_12 - Ceiling perimeter trims) | Pr_35_90_43_12 | Ceiling perimeter trims | IfcDiscreteAccessoryType.USERDEFINED |  | CEILINGS
CeilingOpenCell | (Pr_35_90_43_12 - Ceiling perimeter trims) | Pr_35_90_43_12 | Ceiling perimeter trims | IfcDiscreteAccessoryType.USERDEFINED |  | CEILINGS
CeilingMetalTegular | (Pr_35_90_43_59 - Metal skirtings) | Pr_35_90_43_59 | Metal skirtings | IfcCoveringType.SKIRTINGBOARD |  | CEILINGS
CeilingLinearCapPost | (Pr_35_90_43_12 - Ceiling perimeter trims) | Pr_35_90_43_12 | Ceiling perimeter trims | IfcDiscreteAccessoryType.USERDEFINED |  | CEILINGS
CeilingClipLinear | (Pr_35_90_43_12 - Ceiling perimeter trims) | Pr_35_90_43_12 | Ceiling perimeter trims | IfcDiscreteAccessoryType.USERDEFINED |  | CEILINGS
CeilingAcousticConcealed | (Pr_35_90_43_12 - Ceiling perimeter trims) | Pr_35_90_43_12 | Ceiling perimeter trims | IfcDiscreteAccessoryType.USERDEFINED |  | CEILINGS
CeilingSuspendedFrameTwin | (Pr_35_90_43_12 - Ceiling perimeter trims) | Pr_35_90_43_12 | Ceiling perimeter trims | IfcDiscreteAccessoryType.USERDEFINED |  | CEILINGS
CeilingSuspendedOutdoor | (Pr_35_90_43_12 - Ceiling perimeter trims) | Pr_35_90_43_12 | Ceiling perimeter trims | IfcDiscreteAccessoryType.USERDEFINED |  | CEILINGS
CeilingMetalClassic | (Pr_35_90_43_59 - Metal skirtings) | Pr_35_90_43_59 | Metal skirtings | IfcCoveringType.SKIRTINGBOARD |  | CEILINGS
CeilingSuspendedWidthBoard | (Pr_35_90_43_12 - Ceiling perimeter trims) | Pr_35_90_43_12 | Ceiling perimeter trims | IfcDiscreteAccessoryType.USERDEFINED |  | CEILINGS
CeilingMetalFrameCell | (Pr_35_90_43_59 - Metal skirtings) | Pr_35_90_43_59 | Metal skirtings | IfcCoveringType.SKIRTINGBOARD |  | CEILINGS
CeilingAcoustical | (Pr_35_90_43_12 - Ceiling perimeter trims) | Pr_35_90_43_12 | Ceiling perimeter trims | IfcDiscreteAccessoryType.USERDEFINED |  | CEILINGS
CeilingWallPanelGFRP | (Pr_35_90_43_12 - Ceiling perimeter trims) | Pr_35_90_43_12 | Ceiling perimeter trims | IfcDiscreteAccessoryType.USERDEFINED |  | CEILINGS
CeilingDesignSpecialty | (Pr_35_90_43_12 - Ceiling perimeter trims) | Pr_35_90_43_12 | Ceiling perimeter trims | IfcDiscreteAccessoryType.USERDEFINED |  | CEILINGS
DoorAcoustic | (Pr_30_59_24 - Doorsets) | Pr_30_59_24 | Doorsets | 0 |  | DOORS
DoorBarn | (Pr_30_59_24 - Doorsets) | Pr_30_59_24 | Doorsets | 0 |  | DOORS
DoorComposite | (Pr_30_59_24_16 - Composite doorsets) | Pr_30_59_24_16 | Composite doorsets | IfcDoorType.DOOR |  | DOORS
DoorEmergencyExit | (Pr_75_30_30_28 - Emergency door release mechanisms) | Pr_75_30_30_28 | Emergency door release mechanisms | 0 |  | DOORS
DoorExterior | (Pr_30_59_24 - Doorsets) | Pr_30_59_24 | Doorsets | 0 |  | DOORS
DoorFiberglass | (Pr_30_59_24 - Doorsets) | Pr_30_59_24 | Doorsets | 0 |  | DOORS
DoorRatedFire | (Pr_65_12_71_10 - Chute automatic fire doors) | Pr_65_12_71_10 | Chute automatic fire doors | 0 |  | DOORS
DoorFlush | (Pr_30_59_23_97 - Wood flush door leaves) | Pr_30_59_23_97 | Wood flush door leaves | 0 |  | DOORS
DoorFolding | (Pr_30_59_24_81 - Sliding folding doorsets) | Pr_30_59_24_81 | Sliding folding doorsets | IfcDoorType.DOOR |  | DOORS
DoorFrench | (Pr_30_59_24 - Doorsets) | Pr_30_59_24 | Doorsets | 0 |  | DOORS
DoorGlass | (Pr_30_59_23_32 - Frameless glass door leaves) | Pr_30_59_23_32 | Frameless glass door leaves | 0 |  | DOORS
DoorInterior | (Pr_30_59_24 - Doorsets) | Pr_30_59_24 | Doorsets | 0 |  | DOORS
DoorLouvered | (Pr_30_59_24_49 - Louvre doorsets) | Pr_30_59_24_49 | Louvre doorsets | IfcDoorType.DOOR |  | DOORS
DoorMetal | (Pr_40_30_28_59 - Outdoor metal storage sheds) | Pr_40_30_28_59 | Outdoor metal storage sheds | 0 |  | DOORS
DoorOverhead | (Pr_30_59_24_75 - Sectional overhead doorsets) | Pr_30_59_24_75 | Sectional overhead doorsets | IfcDoorType.DOOR |  | DOORS
DoorPanel | (Pr_30_59_23_98 - Wood panelled door leaves) | Pr_30_59_23_98 | Wood panelled door leaves | 0 |  | DOORS
DoorPivot | (Pr_30_36_36_22 - Door pivots) | Pr_30_36_36_22 | Door pivots | IfcDiscreteAccessoryType.USERDEFINED |  | DOORS
DoorRevolving | (Pr_30_59_24_04 - Automatic revolving doorsets) | Pr_30_59_24_04 | Automatic revolving doorsets | IfcDoorType.DOOR |  | DOORS
DoorSecurity | (Pr_30_59_24_37 - High-security doorsets) | Pr_30_59_24_37 | High-security doorsets | IfcDoorType.DOOR |  | DOORS
DoorSliding | (Pr_30_59_24_42 - Industrial sliding doorsets) | Pr_30_59_24_42 | Industrial sliding doorsets | IfcDoorType.DOOR |  | DOORS
DoorSwingDouble | (Pr_30_59_24_86 - Swing doorsets) | Pr_30_59_24_86 | Swing doorsets | IfcDoorType.DOOR |  | DOORS
DoorSwingSingle | (Pr_30_36_36_79 - Single axis door hinges) | Pr_30_36_36_79 | Single axis door hinges | IfcDiscreteAccessoryType.USERDEFINED |  | DOORS
DoorWood | (Pr_30_59_23_97 - Wood flush door leaves) | Pr_30_59_23_97 | Wood flush door leaves | 0 |  | DOORS
Animal | [5 empty] | ENTOURAGE
ArtInstallation | [5 empty] | ENTOURAGE
Bicycle | [5 empty] | ENTOURAGE
Crowd | [5 empty] | ENTOURAGE
EquipmentOutdoor | [5 empty] | ENTOURAGE
Furniture | [5 empty] | ENTOURAGE
MiscellaneousProp | [5 empty] | ENTOURAGE
People | [5 empty] | ENTOURAGE
ShoppingCart | [5 empty] | ENTOURAGE
Sign | [5 empty] | ENTOURAGE
StreetElement | [5 empty] | ENTOURAGE
Tree | [5 empty] | ENTOURAGE
Umbrella | [5 empty] | ENTOURAGE
Vehicle | [5 empty] | ENTOURAGE
WaterFeature | [5 empty] | ENTOURAGE
FloorAccessRaised | (Pr_25_71_42_70 - Raised access floor panels) | Pr_25_71_42_70 | Raised access floor panels | 0 |  | FLOORS
FloorAcoustic | (Pr_35_80_95 - Acoustic floor finishes) | Pr_35_80_95 | Acoustic floor finishes |  |  | FLOORS
FloorEntrance | (Pr_35_80_77 - Entrance floor finishes) | Pr_35_80_77 | Entrance floor finishes |  |  | FLOORS
FloorLaminate | (Pr_35_80_63 - Laminate floor finishes) | Pr_35_80_63 | Laminate floor finishes |  |  | FLOORS
FloorPerformance | (Pr_35_80_87 - Performance floor finishes) | Pr_35_80_87 | Performance floor finishes |  |  | FLOORS
FloorRubber | (Pr_35_80_78 - Rubber floor finishes) | Pr_35_80_78 | Rubber floor finishes |  |  | FLOORS
FloorStone | (Pr_35_80_91 - Stone floor finishes) | Pr_35_80_91 | Stone floor finishes |  |  | FLOORS
FloorVinyl | (Pr_35_80_96 - Vinyl floor finishes) | Pr_35_80_96 | Vinyl floor finishes |  |  | FLOORS
FloorWood | (Pr_35_80_97 - Wood floor finishes) | Pr_35_80_97 | Wood floor finishes |  |  | FLOORS
FloorPanelConcrete | (Pr_25_71_42_18 - Concrete infill panels) | Pr_25_71_42_18 | Concrete infill panels |  |  | FLOORS
FloorPanelFloating | (Pr_25_71_42_71 - Raised access floor panels with finish) | Pr_25_71_42_71 | Raised access floor panels with finish | 0 |  | FLOORS
FloorScreedSelfLeveling | (Pr_15_31_66 - Self-smoothing levelling screeds) | Pr_15_31_66 | Self-smoothing levelling screeds |  |  | FLOORS
ChairArm | (Pr_40_50_12_26 - Easy chairs) | Pr_40_50_12_26 | Easy chairs | IfcFurnitureType.CHAIR |  | FURNITURE
BarStool | (Pr_40_50_12_85 - Stools) | Pr_40_50_12_85 | Stools | IfcFurnitureType.CHAIR |  | FURNITURE
BedBunk | (Pr_40_50_06_03 - Bunk beds) | Pr_40_50_06_03 | Bunk beds |  |  | FURNITURE
BedDouble | (Pr_40_50_06_12 - Double beds) | Pr_40_50_06_12 | Double beds |  |  | FURNITURE
BedKing | (Pr_40_50_06_45 - King-size beds) | Pr_40_50_06_45 | King-size beds |  |  | FURNITURE
BedQueen | (Pr_40_50_06_66 - Queen-size beds) | Pr_40_50_06_66 | Queen-size beds |  |  | FURNITURE
BedSingle | (Pr_40_50_06_78 - Single beds) | Pr_40_50_06_78 | Single beds |  |  | FURNITURE
Bench | (Pr_40_50_12_07 - Benches) | Pr_40_50_12_07 | Benches | IfcFurnitureType.USERDEFINED |  | FURNITURE
Bookshelf | (Pr_40_30_87_33 - Glazed bookcases) | Pr_40_30_87_33 | Glazed bookcases | IfcFurnitureType.USERDEFINED |  | FURNITURE
CabinetFiling | (Pr_40_30_87_29 - Filing cabinets) | Pr_40_30_87_29 | Filing cabinets | IfcFurnitureType.FILECABINET |  | FURNITURE
ChairDining | (Pr_40_50_12_22 - Dining chairs) | Pr_40_50_12_22 | Dining chairs | IfcFurnitureType.CHAIR |  | FURNITURE
ChairOffice | (Pr_40_50_12_57 - Office chairs) | Pr_40_50_12_57 | Office chairs | IfcFurnitureType.CHAIR |  | FURNITURE
DeskOffice | (Pr_40_50_21 - Desks and tables) | Pr_40_50_21 | Desks and tables | 0 |  | FURNITURE
DeskReception | (Pr_40_50_21_71 - Reception desks) | Pr_40_50_21_71 | Reception desks |  |  | FURNITURE
Dresser | (Pr_40_30_87_26 - Dressers) | Pr_40_30_87_26 | Dressers | IfcFurnitureType.USERDEFINED |  | FURNITURE
KitchenIsland | (Pr_40_50_21_45 - Kitchen worktops) | Pr_40_50_21_45 | Kitchen worktops |  |  | FURNITURE
Loveseat | (Pr_40_50_12_76 - Settees) | Pr_40_50_12_76 | Settees | IfcFurnitureType.USERDEFINED |  | FURNITURE
MirrorWall | (Pr_25_71_53_96 - Wall mirrors) | Pr_25_71_53_96 | Wall mirrors |  |  | FURNITURE
Nightstand | (Pr_40_30_87_93 - Under-bed storage units) | Pr_40_30_87_93 | Under-bed storage units | IfcFurnitureType.USERDEFINED |  | FURNITURE
ChairRecliner | (Pr_40_50_12_72 - Reclining chairs) | Pr_40_50_12_72 | Reclining chairs | IfcFurnitureType.CHAIR |  | FURNITURE
Sofa | (Pr_40_50_12_81 - Sofas) | Pr_40_50_12_81 | Sofas | IfcFurnitureType.SOFA |  | FURNITURE
SofaBed | (Pr_40_50_12_80 - Sofa beds) | Pr_40_50_12_80 | Sofa beds | IfcFurnitureType.BED; IfcFurnitureType.SOFA |  | FURNITURE
StandTV | (Pr_40_30_87_81 - Sideboards) | Pr_40_30_87_81 | Sideboards | IfcFurnitureType.USERDEFINED |  | FURNITURE
TableCoffee | (Pr_40_50_21_12 - Card tables) | Pr_40_50_21_12 | Card tables | IfcFurnitureType.TABLE |  | FURNITURE
TableConference | (Pr_40_50_21_83 - Standing desks) | Pr_40_50_21_83 | Standing desks | IfcFurnitureType.USERDEFINED |  | FURNITURE
TableConsole | (Pr_40_50_21_20 - Console tables) | Pr_40_50_21_20 | Console tables |  |  | FURNITURE
TableDining | (Pr_40_50_21_44 - Dining tables) | Pr_40_50_21_44 | Dining tables |  |  | FURNITURE
TableEnd | (Pr_40_50_21_12 - Card tables) | Pr_40_50_21_12 | Card tables | IfcFurnitureType.TABLE |  | FURNITURE
VanityBathroom | (Pr_40_20_76_95 - Vanity and washroom furniture) | Pr_40_20_76_95 | Vanity and washroom furniture | IfcFurnitureType.USERDEFINED |  | FURNITURE
Wardrobe | (Pr_40_30_87_96 - Wardrobes) | Pr_40_30_87_96 | Wardrobes | IfcFurnitureType.USERDEFINED |  | FURNITURE
WorkstationCubicle | (Pr_40_50_31 - Furniture booths or pods) | Pr_40_50_31 | Furniture booths or pods | 0 |  | FURNITURE
MassBox | [5 empty] | MASSING
MassCylinder | [5 empty] | MASSING
MassDome | [5 empty] | MASSING
MassPyramid | [5 empty] | MASSING
MassTorus | [5 empty] | MASSING
MassTowerTwisted | [5 empty] | MASSING
MassLofted | [5 empty] | MASSING
MassSwept | [5 empty] | MASSING
MassRevolved | [5 empty] | MASSING
MassBlockMulti | [5 empty] | MASSING
MassVoid | [5 empty] | MASSING
ParkingCanopyCovered | (Pr_25_71_63_16 - Carport canopies) | Pr_25_71_63_16 | Carport canopies |  |  | PARKING
ParkingMarkingStall | (Ss_40_10_90_23 - Diagrammatic road marking systems) | Ss_40_10_90_23 | Diagrammatic road marking systems |  |  | PARKING
ParkingBumper | (Pr_40_30_25_62 - Wheel stops) | Pr_40_30_25_62 | Wheel stops |  |  | PARKING
ParkingLayoutLot | (Ss_10_40_70_65 - Surface car parking area systems) | Ss_10_40_70_65 | Surface car parking area systems |  |  | PARKING
BayCarStandard | (SL_30_10_26 - Standard car parking spaces) | SL_30_10_26 | Standard car parking spaces |  |  | PARKING
BayAccessible | (SL_30_10_27 - Accessible car parking spaces) | SL_30_10_27 | Accessible car parking spaces |  |  | PARKING
BayMotorcycle | (SL_30_10_28 - Motorcycle parking spaces) | SL_30_10_28 | Motorcycle parking spaces |  |  | PARKING
ZoneClearance | (SL_30_10_29 - Vehicle clearance zones) | SL_30_10_29 | Vehicle clearance zones |  |  | PARKING
PlantingTree | (Pr_45_30_70_92 - Trees) | Pr_45_30_70_92 | Trees |  |  | PLANTING
PlantingShrub | (Pr_45_30_70_80 - Shrubs) | Pr_45_30_70_80 | Shrubs |  |  | PLANTING
PlantingGroundcover | (Pr_45_30_70_36 - Groundcover plants) | Pr_45_30_70_36 | Groundcover plants |  |  | PLANTING
PlantingGrass | (Pr_45_30_70_33 - Grasses) | Pr_45_30_70_33 | Grasses |  |  | PLANTING
PlantingBedFlower | (Pr_45_30_70_12 - Flowering plants) | Pr_45_30_70_12 | Flowering plants |  |  | PLANTING
PlantingHedge | (Pr_45_30_70_40 - Hedges) | Pr_45_30_70_40 | Hedges |  |  | PLANTING
PlantingVine | (Pr_45_30_70_96 - Climbing plants) | Pr_45_30_70_96 | Climbing plants |  |  | PLANTING
PlantingPlantAquatic | (Pr_45_30_70_08 - Aquatic plants) | Pr_45_30_70_08 | Aquatic plants |  |  | PLANTING
PlantingSucculent | (Pr_45_30_70_88 - Succulent plants) | Pr_45_30_70_88 | Succulent plants |  |  | PLANTING
PlantingCactus | (Pr_45_30_70_10 - Cacti) | Pr_45_30_70_10 | Cacti |  |  | PLANTING
PlantingPlantOrnamental | (Pr_45_30_70 - Flora products) | Pr_45_30_70 | Flora products |  |  | PLANTING
PlantingPlantPotted | (Pr_45_30_70_60 - Potted plants) | Pr_45_30_70_60 | Potted plants |  |  | PLANTING
PlantingVegetationGreenRoof | (Pr_45_30_70_66 - Green roof vegetation) | Pr_45_30_70_66 | Green roof vegetation |  |  | PLANTING
PlantingPlantVerticalGarden | (Pr_45_30_70_98 - Vertical garden plants) | Pr_45_30_70_98 | Vertical garden plants |  |  | PLANTING
PlantingPlantEdible | (Pr_45_30_70_15 - Edible plants) | Pr_45_30_70_15 | Edible plants |  |  | PLANTING
RailingBalustrade | (Ss_25_60_05_05 - Balustrade and guarding systems) | Ss_25_60_05_05 | Balustrade and guarding systems |  |  | RAILINGS
RailingGuardrail | (Ss_25_60_05_05 - Guarding systems) | Ss_25_60_05_05 | Guarding systems |  |  | RAILINGS
RailingHandrail | (Ss_25_60_05_35 - Handrail systems) | Ss_25_60_05_35 | Handrail systems |  |  | RAILINGS
RailingCable | (Pr_25_93_54_84 - Stainless steel capping units) | Pr_25_93_54_84 | Stainless steel capping units | IfcCoveringType.USERDEFINED |  | RAILINGS
RailingCustomProfile | (Pr_25_93_54_85 - Stainless steel coping units) | Pr_25_93_54_85 | Stainless steel coping units | IfcCoveringType.USERDEFINED |  | RAILINGS
RailingGlass | (Pr_25_93_54_84 - Glass railing systems) | Pr_25_93_54_84 | Glass railing systems | IfcCoveringType.USERDEFINED |  | RAILINGS
RailingHorizontalBar | (Ss_25_60_05_05 - Horizontal bar guarding systems) | Ss_25_60_05_05 | Horizontal bar guarding systems |  |  | RAILINGS
RailingMetal | (Pr_20_76_51 - Metal sections) | Pr_20_76_51 | Metal sections | 0 |  | RAILINGS
RailingOrnamental | (Pr_25_93_54_85 - Custom ornamental coping units) | Pr_25_93_54_85 | Custom ornamental coping units | IfcCoveringType.USERDEFINED |  | RAILINGS
RailingPanel | (Ss_25_60_05_05 - Panel-based guarding systems) | Ss_25_60_05_05 | Panel-based guarding systems |  |  | RAILINGS
RailingPipe | (Pr_20_76_51 - Metal pipe sections used in railing) | Pr_20_76_51 | Metal pipe sections used in railing | 0 |  | RAILINGS
RailingRamp | (Ss_25_60_05_35 - Handrail systems for ramps) | Ss_25_60_05_35 | Handrail systems for ramps |  |  | RAILINGS
RailingStair | (Ss_25_60_05_35 - Handrail systems for stairs) | Ss_25_60_05_35 | Handrail systems for stairs |  |  | RAILINGS
RailingVerticalPicket | (Ss_25_60_05_05 - Guarding systems with vertical elements) | Ss_25_60_05_05 | Guarding systems with vertical elements |  |  | RAILINGS
RailingWallMounted | (Ss_25_60_05_35 - Wall-mounted handrail systems) | Ss_25_60_05_35 | Wall-mounted handrail systems |  |  | RAILINGS
RailingWood | (Pr_20_85_47_90 - Timber stair stringers) | Pr_20_85_47_90 | Timber stair stringers | IfcMemberType.STRINGER |  | RAILINGS
RoofAssemblyGreen | (Ss_30_10_30_33 - Green roof systems) | Ss_30_10_30_33 | Green roof systems |  |  | ROOFS
RoofFlat | (Ss_30_10_30_29 - Flat roof systems) | Ss_30_10_30_29 | Flat roof systems |  |  | ROOFS
RoofBituminous | (Pr_25_93_72_08 - Bitumen membrane shingles) | Pr_25_93_72_08 | Bitumen membrane shingles | IfcCoveringType.ROOFING |  | ROOFS
RoofPanelMetal | (Pr_25_93_72_50 - Metal shingles) | Pr_25_93_72_50 | Metal shingles | IfcCoveringType.CLADDING; IfcCoveringType.ROOFING |  | ROOFS
RoofTile | (Pr_25_93_72_12 - Clay or concrete interlocking) | Pr_25_93_72_12 | Clay or concrete interlocking | IfcCoveringType.CLADDING; IfcCoveringType.ROOFING |  | ROOFS
RoofUnit | (Pr_25_93_72 - Roofing and cladding units) | Pr_25_93_72 | Roofing and cladding units | 0 |  | ROOFS
RoofMembraneMaterial | (Pr_25_93_72_08 - Bitumen membrane shingles) | Pr_25_93_72_08 | Bitumen membrane shingles | IfcCoveringType.ROOFING |  | ROOFS
RoofPanelSloped | (Ss_30_10_30_31 - Sloping roof systems) | Ss_30_10_30_31 | Sloping roof systems |  |  | ROOFS
RoofRetractable | (Ss_30_10_30_36 - Retractable roof systems) | Ss_30_10_30_36 | Retractable roof systems |  |  | ROOFS
RoofTruss | (Pr_20_85_75_90 - Timber roof trusses) | Pr_20_85_75_90 | Timber roof trusses |  |  | ROOFS
SiteChamberCable | (Pr_65_52_91_16 - Cable jointing chambers) | Pr_65_52_91_16 | Cable jointing chambers |  |  | SITE
SiteCurb | (Pr_25_30_60_20 - Kerbs) | Pr_25_30_60_20 | Kerbs |  |  | SITE
SiteDriveThroughSystem | (Pr_40_50_31_20 - Drive-through booths or pods) | Pr_40_50_31_20 | Drive-through booths or pods |  |  | SITE
SiteLightStreet | (Pr_70_15_75_82 - Street lighting luminaires) | Pr_70_15_75_82 | Street lighting luminaires |  |  | SITE
SitePanelRoadModular | (Pr_25_30_60_65 - Modular road surfacing panels) | Pr_25_30_60_65 | Modular road surfacing panels |  |  | SITE
SiteRailPowerSystem | (Pr_60_60_08_20 - Rail power supply systems) | Pr_60_60_08_20 | Rail power supply systems |  |  | SITE
SiteRoadAccessory | (Pr_25_30_60 - Road accessories) | Pr_25_30_60 | Road accessories |  |  | SITE
SiteRoadBarrier | (Pr_25_30_60_10 - Road safety barriers) | Pr_25_30_60_10 | Road safety barriers |  |  | SITE
SiteRoadMarking | (Pr_25_30_60_30 - Road marking products) | Pr_25_30_60_30 | Road marking products |  |  | SITE
SiteSignageStreet | (Pr_40_20_70_80 - Street signage panels) | Pr_40_20_70_80 | Street signage panels |  |  | SITE
SiteFence | (Pr_25_30_60_40 - Fencing panels) | Pr_25_30_60_40 | Fencing panels |  |  | SITE
SiteGate | (Pr_30_59_72_30 - Gates) | Pr_30_59_72_30 | Gates | IfcWindowType.SKYLIGHT |  | SITE
SiteStreetFurniture | (Pr_40_50_36 - Street furniture) | Pr_40_50_36 | Street furniture |  |  | SITE
SiteTrenchUtility | (Pr_65_52_91_30 - Utility trenches) | Pr_65_52_91_30 | Utility trenches |  |  | SITE
SiteTunnelTransportation | (Pr_20_85_62_20 - Tunnel lining segments) | Pr_20_85_62_20 | Tunnel lining segments |  |  | SITE
Aquariums | (Pr_40_30_70_05 - Aquariums) | Pr_40_30_70_05 | Aquariums |  |  | SPECIALITY EQUIPMENT
CasesDisplay | (Pr_40_30_87_33 - Glazed bookcases) | Pr_40_30_87_33 | Glazed bookcases | IfcFurnitureType.USERDEFINED |  | SPECIALITY EQUIPMENT
ChairsDental | (Pr_60_70_80_20 - Dental chairs) | Pr_60_70_80_20 | Dental chairs |  |  | SPECIALITY EQUIPMENT
EquipmentAnimalCare | (Pr_60_70_95_10 - Animal care equipment) | Pr_60_70_95_10 | Animal care equipment |  |  | SPECIALITY EQUIPMENT
EquipmentEducational | (Pr_40_30_70 - Educational furniture and equipment) | Pr_40_30_70 | Educational furniture and equipment (general) |  |  | SPECIALITY EQUIPMENT
EquipmentGymAndFitness | (Pr_40_30_70_30 - Fitness equipment) | Pr_40_30_70_30 | Fitness equipment |  |  | SPECIALITY EQUIPMENT
EquipmentIndustrial | (Pr_75_50_30 - Industrial electrical equipment) | Pr_75_50_30 | Industrial electrical equipment |  |  | SPECIALITY EQUIPMENT
EquipmentKitchen | (Pr_40_20_76 - Kitchen furniture and fittings) | Pr_40_20_76 | Kitchen furniture and fittings | 0 |  | SPECIALITY EQUIPMENT
EquipmentLaboratory | (Pr_60_70_85 - Laboratory equipment) | Pr_60_70_85 | Laboratory equipment |  |  | SPECIALITY EQUIPMENT
EquipmentLaundry | (Pr_75_50_60_45 - Laundry machines) | Pr_75_50_60_45 | Laundry machines |  |  | SPECIALITY EQUIPMENT
EquipmentMedical | (Pr_60_70_80 - Medical equipment) | Pr_60_70_80 | Medical equipment |  |  | SPECIALITY EQUIPMENT
EquipmentSecurity | (Pr_75_50_70 - Security and surveillance equipment) | Pr_75_50_70 | Security and surveillance equipment |  |  | SPECIALITY EQUIPMENT
EquipmentStageAndTheater | (Pr_40_30_70_50 - Stage and performance equipment) | Pr_40_30_70_50 | Stage and performance equipment |  |  | SPECIALITY EQUIPMENT
FixturesRetail | (Pr_40_30_87 - Retail furniture and fixtures) | Pr_40_30_87 | Retail furniture and fixtures | 0 |  | SPECIALITY EQUIPMENT
FixturesSpecialtyLighting | (Pr_70_15_75 - Specialist lighting luminaires) | Pr_70_15_75 | Specialist lighting luminaires |  |  | SPECIALITY EQUIPMENT
HoodsFume | (Pr_60_70_85_30 - Fume cupboards) | Pr_60_70_85_30 | Fume cupboards |  |  | SPECIALITY EQUIPMENT
MachinesATM | (Pr_75_50_60_10 - Automated teller machines) | Pr_75_50_60_10 | Automated teller machines |  |  | SPECIALITY EQUIPMENT
MachinesVending | (Pr_75_50_60_90 - Vending machines) | Pr_75_50_60_90 | Vending machines |  |  | SPECIALITY EQUIPMENT
MachinesXRay | (Pr_60_70_80_90 - X-ray equipment) | Pr_60_70_80_90 | X-ray equipment |  |  | SPECIALITY EQUIPMENT
RacksServer | (Pr_75_50_33_90 - Server racks) | Pr_75_50_33_90 | Server racks |  |  | SPECIALITY EQUIPMENT
Scoreboards | (Pr_75_50_60_80 - Electronic scoreboards) | Pr_75_50_60_80 | Electronic scoreboards |  |  | SPECIALITY EQUIPMENT
ScreensProjection | (Pr_75_50_60_70 - Projection screens) | Pr_75_50_60_70 | Projection screens |  |  | SPECIALITY EQUIPMENT
StationsCharging | (Pr_75_50_60_50 - Charging stations) | Pr_75_50_60_50 | Charging stations |  |  | SPECIALITY EQUIPMENT
UnitsRefrigeration | (Pr_75_50_60_20 - Refrigeration equipment) | Pr_75_50_60_20 | Refrigeration equipment |  |  | SPECIALITY EQUIPMENT
UnitsWasteDisposal | (Pr_75_50_60_30 - Waste disposal equipment) | Pr_75_50_60_30 | Waste disposal equipment |  |  | SPECIALITY EQUIPMENT
WindowArched | (Pr_30_59_98 - Window units) | Pr_30_59_98 | Window units | 0 |  | WINDOWS
WindowAwning | (Pr_30_59_98 - Window units) | Pr_30_59_98 | Window units | 0 |  | WINDOWS
WindowBay | (Pr_30_59_98 - Window units) | Pr_30_59_98 | Window units | 0 |  | WINDOWS
WindowBow | (Pr_30_59_98 - Window units) | Pr_30_59_98 | Window units | 0 |  | WINDOWS
WindowCasement | (Pr_30_59_98 - Window units) | Pr_30_59_98 | Window units | 0 |  | WINDOWS
WindowClerestory | (Pr_30_59_98 - Window units) | Pr_30_59_98 | Window units | 0 |  | WINDOWS
WindowCorner | (Pr_30_59_98 - Window units) | Pr_30_59_98 | Window units | 0 |  | WINDOWS
WindowEgress | (Pr_30_59_98 - Window units) | Pr_30_59_98 | Window units | 0 |  | WINDOWS
WindowFixed | (Pr_30_59_98 - Window units) | Pr_30_59_98 | Window units | 0 |  | WINDOWS
WindowGarden | (Pr_30_59_98 - Window units) | Pr_30_59_98 | Window units | 0 |  | WINDOWS
WindowHopper | (Pr_30_59_98 - Window units) | Pr_30_59_98 | Window units | 0 |  | WINDOWS
WindowHungDouble | (Pr_30_59_98 - Window units) | Pr_30_59_98 | Window units | 0 |  | WINDOWS
WindowHungSingle | (Pr_30_59_98 - Window units) | Pr_30_59_98 | Window units | 0 |  | WINDOWS
WindowLouvered | (Pr_30_59_48_04 - Aluminium louvre panel units) | Pr_30_59_48_04 | Aluminium louvre panel units | IfcAirTerminalType.LOUVRE |  | WINDOWS
WindowPicture | (Pr_30_59_98_20 - Fixed window units) | Pr_30_59_98_20 | Fixed window units |  |  | WINDOWS
WindowSkylight | (Pr_30_59_72_77 - Skylights) | Pr_30_59_72_77 | Skylights | IfcWindowType.SKYLIGHT |  | WINDOWS
WindowSliding | (Pr_30_59_98 - Window units) | Pr_30_59_98 | Window units | 0 |  | WINDOWS
WindowStorm | (Pr_30_59_98 - Window units) | Pr_30_59_98 | Window units | 0 |  | WINDOWS
WindowTiltTurn | (Pr_30_59_98 - Window units) | Pr_30_59_98 | Window units | 0 |  | WINDOWS
WindowTransom | (Pr_30_59_98 - Window units) | Pr_30_59_98 | Window units | 0 |  | WINDOWS

## Object-ST
ObjectName (reverseCamel) | Description | Uniclass Pr | Uniclass Description | IFC4 | Revit Category | Group
SectionsColumnUniversal | (Pr_20_76_51_92 - Universal column sections) STRUCTURAL COLUMNS | Pr_20_76_51_92 | Universal column sections | IfcColumnType.COLUMN | STRUCTURAL COLUMNS | STRUCTURAL COLUMNS
ColumnsStructuralAluminium | (Pr_20_85_16_02 - Aluminium structural columns) STRUCTURAL COLUMNS | Pr_20_85_16_02 | Aluminium structural columns | IfcColumnType.COLUMN | STRUCTURAL COLUMNS | STRUCTURAL COLUMNS
ColumnsSteelCarbon | (Pr_20_85_16_11 - Carbon steel columns) STRUCTURAL COLUMNS | Pr_20_85_16_11 | Carbon steel columns | IfcColumnType.COLUMN | STRUCTURAL COLUMNS | STRUCTURAL COLUMNS
ColumnsIronCast | (Pr_20_85_16_14 - Cast iron columns) STRUCTURAL COLUMNS | Pr_20_85_16_14 | Cast iron columns | IfcColumnType.COLUMN | STRUCTURAL COLUMNS | STRUCTURAL COLUMNS
ColumnsConcrete | (Pr_20_85_16_15 - Concrete columns) STRUCTURAL COLUMNS | Pr_20_85_16_15 | Concrete columns | IfcColumnType.COLUMN | STRUCTURAL COLUMNS | STRUCTURAL COLUMNS
ColumnsConcreteAndSteelComposite | (Pr_20_85_16_16 - Composite steel and concrete columns) STRUCTURAL COLUMNS | Pr_20_85_16_16 | Composite steel and concrete columns | IfcColumnType.COLUMN | STRUCTURAL COLUMNS | STRUCTURAL COLUMNS
ColumnsTimberCrossLaminated | (Pr_20_85_16_17 - Cross-laminated timber columns) STRUCTURAL COLUMNS | Pr_20_85_16_17 | Cross-laminated timber columns | IfcColumnType.COLUMN | STRUCTURAL COLUMNS | STRUCTURAL COLUMNS
ColumnsTimberLaminatedGlued | (Pr_20_85_16_33 - Glued laminated timber columns) STRUCTURAL COLUMNS | Pr_20_85_16_33 | Glued laminated timber columns | IfcColumnType.COLUMN | STRUCTURAL COLUMNS | STRUCTURAL COLUMNS
ColumnsStructuralHardwood | (Pr_20_85_16_36 - Hardwood structural columns) STRUCTURAL COLUMNS | Pr_20_85_16_36 | Hardwood structural columns | IfcColumnType.COLUMN | STRUCTURAL COLUMNS | STRUCTURAL COLUMNS
ColumnsPlastics | (Pr_20_85_16_62 - Plastics columns) STRUCTURAL COLUMNS | Pr_20_85_16_62 | Plastics columns | IfcColumnType.COLUMN | STRUCTURAL COLUMNS | STRUCTURAL COLUMNS
ColumnsStructuralSoftwood | (Pr_20_85_16_81 - Softwood structural columns) STRUCTURAL COLUMNS | Pr_20_85_16_81 | Softwood structural columns | IfcColumnType.COLUMN | STRUCTURAL COLUMNS | STRUCTURAL COLUMNS
ColumnsStructuralSteelStainless | (Pr_20_85_16_84 - Stainless steel structural columns) STRUCTURAL COLUMNS | Pr_20_85_16_84 | Stainless steel structural columns | IfcColumnType.COLUMN | STRUCTURAL COLUMNS | STRUCTURAL COLUMNS
ColumnsStone | (Pr_20_85_16_86 - Stone columns) STRUCTURAL COLUMNS | Pr_20_85_16_86 | Stone columns | IfcColumnType.COLUMN | STRUCTURAL COLUMNS | STRUCTURAL COLUMNS
ColumnArchitectural | [5 empty] | STRUCTURAL COLUMNS
ColumnBrickOrMasonry | [5 empty] | STRUCTURAL COLUMNS
ColumnCastInPlaceConcrete | [5 empty] | STRUCTURAL COLUMNS
ColumnCChannel | [5 empty] | STRUCTURAL COLUMNS
ColumnComposite | [5 empty] | STRUCTURAL COLUMNS
ColumnCustomProfile | [5 empty] | STRUCTURAL COLUMNS
ColumnHss | [5 empty] | STRUCTURAL COLUMNS
ColumnIBeam | [5 empty] | STRUCTURAL COLUMNS
ColumnLAngle | [5 empty] | STRUCTURAL COLUMNS
ColumnPrecastConcrete | [5 empty] | STRUCTURAL COLUMNS
ColumnRectangularConcrete | [5 empty] | STRUCTURAL COLUMNS
ColumnReinforcedConcrete | [5 empty] | STRUCTURAL COLUMNS
ColumnRoundConcrete | [5 empty] | STRUCTURAL COLUMNS
ColumnSlanted | [5 empty] | STRUCTURAL COLUMNS
ColumnSquareSteel | [5 empty] | STRUCTURAL COLUMNS
ColumnStone | [5 empty] | STRUCTURAL COLUMNS
ColumnTapered | [5 empty] | STRUCTURAL COLUMNS
ColumnTimber | [5 empty] | STRUCTURAL COLUMNS
ColumnWFlange | [5 empty] | STRUCTURAL COLUMNS
ColumnWoodPost | [5 empty] | STRUCTURAL COLUMNS
Structural Connections
ConnectionBasePlate
ConnectionBeamBeam
ConnectionBeamToWall
ConnectionBolted
ConnectionBracket
ConnectionCleat
ConnectionClipAngle
ConnectionColumnBeam
ConnectionColumnToFoundation
ConnectionEndPlate
ConnectionFixed
ConnectionGussetPlate
ConnectionHinge
ConnectionMoment
ConnectionPinned
ConnectionSeated
ConnectionShear
ConnectionSplice
ConnectionTruss
ConnectionWelded
Structural Framing
Beam
BeamBox
BeamCantilever
BeamComposite
BeamGlueLaminated
BeamIBeam
BeamPostTensioned
BeamPrecastConcrete
BeamRidge
BeamTimber
Brace
Girder
GirderSteelPlate
Header
HSS
Joist
Ledger
Lintel
Purlin
Rafter
SectionChannel
SectionEqualAngle
SectionTee
Truss
Structural Foundations
BeamGrade
FootingCantilever
FootingCombined
FootingIsolated
FootingStepped
FootingStrap
FootingStrip
FoundationBasement
FoundationFloating
FoundationGrillage
FoundationPier
FoundationPile
FoundationPostTensionedSlab
FoundationPrecastConcrete
FoundationRaft
FoundationSystemDeep
FoundationTied
FoundationTrench
ShaftDrilled
SlabOnGrade

## Object-ME
ObjectName (reverseCamel) | Description | Uniclass Pr | Uniclass Description | IFC4 | Revit Category | Group
AftercoolerAir | (Pr_65_67_16_03 : Air-cooled aftercoolers) MECHANICAL EQUIPMENT | Pr_65_67_16_03 | Air-cooled aftercoolers |  | MECHANICAL EQUIPMENT | MECHANICAL EQUIPMENT
AftercoolerWater | (Pr_65_67_16_96 : Water-cooled aftercoolers) MECHANICAL EQUIPMENT | Pr_65_67_16_96 | Water-cooled aftercoolers |  | MECHANICAL EQUIPMENT | MECHANICAL EQUIPMENT
BoilerBiomass | (Pr_60_60_08_08 : Biomass boilers) MECHANICAL EQUIPMENT | Pr_60_60_08_08 | Biomass boilers | IfcBoilerType.WATER | MECHANICAL EQUIPMENT | MECHANICAL EQUIPMENT
BoilerCondensing | (Pr_60_60_08_34 : Gas-fired condensing boilers) MECHANICAL EQUIPMENT | Pr_60_60_08_34 | Gas-fired condensing boilers | IfcBoilerType.WATER | MECHANICAL EQUIPMENT | MECHANICAL EQUIPMENT
BoilerCondensingGas | (Pr_60_60_08_15 : Combination gas-fired condensing boilers) MECHANICAL EQUIPMENT | Pr_60_60_08_15 | Combination gas-fired condensing boilers | IfcBoilerType.WATER | MECHANICAL EQUIPMENT | MECHANICAL EQUIPMENT
BoilerCondensingOil | (Pr_60_60_08_56 : Oil-fired condensing boilers) MECHANICAL EQUIPMENT | Pr_60_60_08_56 | Oil-fired condensing boilers | IfcBoilerType.WATER | MECHANICAL EQUIPMENT | MECHANICAL EQUIPMENT
BoilerElectric | (Pr_60_60_08_27 : Electric boilers) MECHANICAL EQUIPMENT | Pr_60_60_08_27 | Electric boilers | IfcBoilerType.WATER | MECHANICAL EQUIPMENT | MECHANICAL EQUIPMENT
BoilerGasFired | (Pr_60_60_08_33 : Gas-fired boilers) MECHANICAL EQUIPMENT | Pr_60_60_08_33 | Gas-fired boilers | IfcBoilerType.STEAM; IfcBoilerType.WATER | MECHANICAL EQUIPMENT | MECHANICAL EQUIPMENT
BoilerHydrogen | (Pr_60_60_08_39 : Hydrogen boilers) MECHANICAL EQUIPMENT | Pr_60_60_08_39 | Hydrogen boilers | IfcBoilerType.WATER | MECHANICAL EQUIPMENT | MECHANICAL EQUIPMENT
BoilerIronCastDual | (Pr_60_60_08_24 : Dual-fuel cast iron boilers) MECHANICAL EQUIPMENT | Pr_60_60_08_24 | Dual-fuel cast iron boilers | IfcBoilerType.STEAM; IfcBoilerType.WATER | MECHANICAL EQUIPMENT | MECHANICAL EQUIPMENT
BoilerIronCastFuel | (Pr_60_60_08_80 : Solid fuel cast iron boilers) MECHANICAL EQUIPMENT | Pr_60_60_08_80 | Solid fuel cast iron boilers | IfcBoilerType.STEAM; IfcBoilerType.WATER | MECHANICAL EQUIPMENT | MECHANICAL EQUIPMENT
BoilerIronCastGas | (Pr_60_60_08_35 : Gas-fired cast iron boilers) MECHANICAL EQUIPMENT | Pr_60_60_08_35 | Gas-fired cast iron boilers | IfcBoilerType.STEAM; IfcBoilerType.WATER | MECHANICAL EQUIPMENT | MECHANICAL EQUIPMENT
BoilerIronCastOil | (Pr_60_60_08_58 : Oil-fired cast iron boilers) MECHANICAL EQUIPMENT | Pr_60_60_08_58 | Oil-fired cast iron boilers | IfcBoilerType.STEAM; IfcBoilerType.WATER | MECHANICAL EQUIPMENT | MECHANICAL EQUIPMENT
BoilerNonCondensingOil | (Pr_60_60_08_57 : Oil-fired non-condensing boilers) MECHANICAL EQUIPMENT | Pr_60_60_08_57 | Oil-fired non-condensing boilers | IfcBoilerType.WATER | MECHANICAL EQUIPMENT | MECHANICAL EQUIPMENT
BoilerShellSteelDual | (Pr_60_60_08_25 : Dual-fuel steel shell boilers) MECHANICAL EQUIPMENT | Pr_60_60_08_25 | Dual-fuel steel shell boilers | IfcBoilerType.STEAM; IfcBoilerType.WATER | MECHANICAL EQUIPMENT | MECHANICAL EQUIPMENT
BoilerShellSteelFuel | (Pr_60_60_08_81 : Solid fuel steel shell boilers) MECHANICAL EQUIPMENT | Pr_60_60_08_81 | Solid fuel steel shell boilers | IfcBoilerType.STEAM; IfcBoilerType.WATER | MECHANICAL EQUIPMENT | MECHANICAL EQUIPMENT
BoilerShellSteelGas | (Pr_60_60_08_36 : Gas-fired steel shell boilers) MECHANICAL EQUIPMENT | Pr_60_60_08_36 | Gas-fired steel shell boilers | IfcBoilerType.STEAM; IfcBoilerType.WATER | MECHANICAL EQUIPMENT | MECHANICAL EQUIPMENT
BoilerShellSteelOil | (Pr_60_60_08_59 : Oil-fired steel shell boilers) MECHANICAL EQUIPMENT | Pr_60_60_08_59 | Oil-fired steel shell boilers | IfcBoilerType.STEAM; IfcBoilerType.WATER | MECHANICAL EQUIPMENT | MECHANICAL EQUIPMENT
BoilerTubeWaterGas | (Pr_60_60_08_37 : Gas-fired water tube boilers) MECHANICAL EQUIPMENT | Pr_60_60_08_37 | Gas-fired water tube boilers | IfcBoilerType.STEAM; IfcBoilerType.WATER | MECHANICAL EQUIPMENT | MECHANICAL EQUIPMENT
BoilerTubeWaterOil | (Pr_60_60_08_60 : Oil-fired water tube boilers) MECHANICAL EQUIPMENT | Pr_60_60_08_60 | Oil-fired water tube boilers | IfcBoilerType.STEAM; IfcBoilerType.WATER | MECHANICAL EQUIPMENT | MECHANICAL EQUIPMENT
BoosterGas | (Pr_65_53_86_33 : Gas boosters) MECHANICAL EQUIPMENT | Pr_65_53_86_33 | Gas boosters |  | MECHANICAL EQUIPMENT | MECHANICAL EQUIPMENT
BurnerDualFuel | (Pr_60_60_10_29 : Forced draught dual-fuel burners) MECHANICAL EQUIPMENT | Pr_60_60_10_29 | Forced draught dual-fuel burners | IfcBurnerType.USERDEFINED | MECHANICAL EQUIPMENT | MECHANICAL EQUIPMENT
BurnerGasAtmospheric | (Pr_60_60_10_03 : Atmospheric gas burners) MECHANICAL EQUIPMENT | Pr_60_60_10_03 | Atmospheric gas burners | IfcBurnerType.USERDEFINED | MECHANICAL EQUIPMENT | MECHANICAL EQUIPMENT
BurnerGasBlown | (Pr_60_60_10_08 : Blown gas burners) MECHANICAL EQUIPMENT | Pr_60_60_10_08 | Blown gas burners | IfcBurnerType.USERDEFINED | MECHANICAL EQUIPMENT | MECHANICAL EQUIPMENT
BurnerGasDraught | (Pr_60_60_10_30 : Forced draught gas burners) MECHANICAL EQUIPMENT | Pr_60_60_10_30 | Forced draught gas burners | IfcBurnerType.USERDEFINED | MECHANICAL EQUIPMENT | MECHANICAL EQUIPMENT
BurnerGasPreMix | (Pr_60_60_10_65 : Pre-mix gas burners) MECHANICAL EQUIPMENT | Pr_60_60_10_65 | Pre-mix gas burners | IfcBurnerType.USERDEFINED | MECHANICAL EQUIPMENT | MECHANICAL EQUIPMENT
BurnerOilAtomizing | (Pr_60_60_10_05 : Atomizing oil burners) MECHANICAL EQUIPMENT | Pr_60_60_10_05 | Atomizing oil burners | IfcBurnerType.USERDEFINED | MECHANICAL EQUIPMENT | MECHANICAL EQUIPMENT
BurnerOilDraught | (Pr_60_60_10_31 : Forced draught oil burners) MECHANICAL EQUIPMENT | Pr_60_60_10_31 | Forced draught oil burners | IfcBurnerType.USERDEFINED | MECHANICAL EQUIPMENT | MECHANICAL EQUIPMENT
ButtStorageRainwater | (Pr_60_50_96_70 : Rainwater storage butts) MECHANICAL EQUIPMENT | Pr_60_50_96_70 | Rainwater storage butts | IfcTankType.STORAGE | MECHANICAL EQUIPMENT | MECHANICAL EQUIPMENT
CompressorAir | (Pr_65_67_16_02 : Air compressors) MECHANICAL EQUIPMENT | Pr_65_67_16_02 | Air compressors |  | MECHANICAL EQUIPMENT | MECHANICAL EQUIPMENT
CompressorGasMedical | (Pr_65_67_16_50 : Medical gas compressors) MECHANICAL EQUIPMENT | Pr_65_67_16_50 | Medical gas compressors |  | MECHANICAL EQUIPMENT | MECHANICAL EQUIPMENT
ContainerStorageRefuse | (Pr_60_50_85_70 : Refuse storage containers) MECHANICAL EQUIPMENT | Pr_60_50_85_70 | Refuse storage containers | IfcTankType.STORAGE | MECHANICAL EQUIPMENT | MECHANICAL EQUIPMENT
CylinderAirCompressed | (Pr_60_50_33_14 : Compressed air cylinders) MECHANICAL EQUIPMENT | Pr_60_50_33_14 | Compressed air cylinders | IfcTankType.STORAGE | MECHANICAL EQUIPMENT | MECHANICAL EQUIPMENT
CylinderGasCompressed | (Pr_60_50_33_15 : Compressed gas cylinders) MECHANICAL EQUIPMENT | Pr_60_50_33_15 | Compressed gas cylinders | IfcTankType.STORAGE | MECHANICAL EQUIPMENT | MECHANICAL EQUIPMENT
CylinderGasCompressedMedical | (Pr_60_50_33_51 : Medical compressed gas cylinders) MECHANICAL EQUIPMENT | Pr_60_50_33_51 | Medical compressed gas cylinders | IfcTankType.STORAGE | MECHANICAL EQUIPMENT | MECHANICAL EQUIPMENT
CylinderGasLiquefied | (Pr_60_50_33_46 : Liquefied gas cylinders) MECHANICAL EQUIPMENT | Pr_60_50_33_46 | Liquefied gas cylinders | IfcTankType.STORAGE | MECHANICAL EQUIPMENT | MECHANICAL EQUIPMENT
CylinderOxygenLiquid | (Pr_60_50_33_47 : Liquid oxygen cylinders) MECHANICAL EQUIPMENT | Pr_60_50_33_47 | Liquid oxygen cylinders | IfcTankType.STORAGE | MECHANICAL EQUIPMENT | MECHANICAL EQUIPMENT
CylinderStorageGasFireHigh | (Pr_60_50_33_37 : High-pressure fire-extinguishing gas storage cylinders) MECHANICAL EQUIPMENT | Pr_60_50_33_37 | High-pressure fire-extinguishing gas storage cylinders | IfcTankType.STORAGE | MECHANICAL EQUIPMENT | MECHANICAL EQUIPMENT
CylinderStorageGasFireLow | (Pr_60_50_33_48 : Low-pressure fire-extinguishing gas storage cylinders) MECHANICAL EQUIPMENT | Pr_60_50_33_48 | Low-pressure fire-extinguishing gas storage cylinders | IfcTankType.STORAGE | MECHANICAL EQUIPMENT | MECHANICAL EQUIPMENT
CylinderStorageWaterHotCoilDual | (Pr_60_50_20_25 : Dual coil hot water storage cylinders) MECHANICAL EQUIPMENT | Pr_60_50_20_25 | Dual coil hot water storage cylinders | IfcTankType.STORAGE | MECHANICAL EQUIPMENT | MECHANICAL EQUIPMENT
CylinderStorageWaterHotDirect | (Pr_60_50_20_21 : Direct hot water storage cylinders) MECHANICAL EQUIPMENT | Pr_60_50_20_21 | Direct hot water storage cylinders | IfcTankType.STORAGE | MECHANICAL EQUIPMENT | MECHANICAL EQUIPMENT
CylinderStorageWaterHotIndirect | (Pr_60_50_20_78 : Single feed indirect hot water storage cylinders) MECHANICAL EQUIPMENT | Pr_60_50_20_78 | Single feed indirect hot water storage cylinders | IfcTankType.STORAGE | MECHANICAL EQUIPMENT | MECHANICAL EQUIPMENT
DriveSpeedVariable | (Pr_75_51_52_94 : Variable speed drives) MECHANICAL EQUIPMENT | Pr_75_51_52_94 | Variable speed drives |  | MECHANICAL EQUIPMENT | MECHANICAL EQUIPMENT
DryerAirRefrigerant | (Pr_65_67_16_71 : Refrigerant air dryers) MECHANICAL EQUIPMENT | Pr_65_67_16_71 | Refrigerant air dryers |  | MECHANICAL EQUIPMENT | MECHANICAL EQUIPMENT
ExchangerHeatPanelSubmerged | (Pr_60_60_08_83 : Submerged panel heat exchangers) MECHANICAL EQUIPMENT | Pr_60_60_08_83 | Submerged panel heat exchangers | IfcBoilerType.STEAM; IfcBoilerType.WATER | MECHANICAL EQUIPMENT | MECHANICAL EQUIPMENT
ExchangerHeatPipeSubmerged | (Pr_60_60_08_84 : Submerged pipe heat exchangers) MECHANICAL EQUIPMENT | Pr_60_60_08_84 | Submerged pipe heat exchangers | IfcBoilerType.STEAM; IfcBoilerType.WATER | MECHANICAL EQUIPMENT | MECHANICAL EQUIPMENT
FlaskVacuum | (Pr_60_50_67_93 : Vacuum flasks) MECHANICAL EQUIPMENT | Pr_60_50_67_93 | Vacuum flasks | IfcTankType.PRESSUREVESSEL | MECHANICAL EQUIPMENT | MECHANICAL EQUIPMENT
FuelContainerStorage | (Pr_60_50_85_01 : Above-ground storage containers for solid fuel) MECHANICAL EQUIPMENT | Pr_60_50_85_01 | Above-ground storage containers for solid fuel | IfcTankType.STORAGE | MECHANICAL EQUIPMENT | MECHANICAL EQUIPMENT
Macerator | (Pr_65_53_96_50 : Macerators) MECHANICAL EQUIPMENT | Pr_65_53_96_50 | Macerators |  | MECHANICAL EQUIPMENT | MECHANICAL EQUIPMENT
MotorAirTurbine | (Pr_75_51_65_90 : Turbine air motors) MECHANICAL EQUIPMENT | Pr_75_51_65_90 | Turbine air motors |  | MECHANICAL EQUIPMENT | MECHANICAL EQUIPMENT
MotorPistonAxial | (Pr_75_51_65_05 : Axial piston motors) MECHANICAL EQUIPMENT | Pr_75_51_65_05 | Axial piston motors |  | MECHANICAL EQUIPMENT | MECHANICAL EQUIPMENT
MotorPistonRadial | (Pr_75_51_65_70 : Radial piston motors) MECHANICAL EQUIPMENT | Pr_75_51_65_70 | Radial piston motors |  | MECHANICAL EQUIPMENT | MECHANICAL EQUIPMENT
MotorVaneRotary | (Pr_75_51_65_73 : Rotary vane motors) MECHANICAL EQUIPMENT | Pr_75_51_65_73 | Rotary vane motors |  | MECHANICAL EQUIPMENT | MECHANICAL EQUIPMENT
ProtectorBlow | (Pr_65_67_16_08 : Blow protectors) MECHANICAL EQUIPMENT | Pr_65_67_16_08 | Blow protectors |  | MECHANICAL EQUIPMENT | MECHANICAL EQUIPMENT
PumpAxialSubmersible | (Pr_65_53_96_85 : Submersible axial pumps) MECHANICAL EQUIPMENT | Pr_65_53_96_85 | Submersible axial pumps | IfcPumpType.SUBMERSIBLEPUMP | MECHANICAL EQUIPMENT | MECHANICAL EQUIPMENT
PumpBoosterPressure | (Pr_65_53_86_66 : Pressure booster pumps) MECHANICAL EQUIPMENT | Pr_65_53_86_66 | Pressure booster pumps | IfcPumpType.CIRCULATOR | MECHANICAL EQUIPMENT | MECHANICAL EQUIPMENT
PumpBoreholeSubmersible | (Pr_65_53_96_84 : Submersible borehole pumps) MECHANICAL EQUIPMENT | Pr_65_53_96_84 | Submersible borehole pumps | IfcPumpType.SUBMERSIBLEPUMP | MECHANICAL EQUIPMENT | MECHANICAL EQUIPMENT
PumpCasingSplitAxially | (Pr_65_53_96_05 : Axially split casing pumps) MECHANICAL EQUIPMENT | Pr_65_53_96_05 | Axially split casing pumps |  | MECHANICAL EQUIPMENT | MECHANICAL EQUIPMENT
PumpCavityProgressing | (Pr_65_53_96_66 : Progressing cavity pumps) MECHANICAL EQUIPMENT | Pr_65_53_96_66 | Progressing cavity pumps |  | MECHANICAL EQUIPMENT | MECHANICAL EQUIPMENT
PumpCentrifugal | (Pr_65_53_86_12 : Centrifugal pumps) MECHANICAL EQUIPMENT | Pr_65_53_86_12 | Centrifugal pumps |  | MECHANICAL EQUIPMENT | MECHANICAL EQUIPMENT
PumpCentrifugalMultistage | (Pr_65_53_96_55 : Multistage centrifugal pumps) MECHANICAL EQUIPMENT | Pr_65_53_96_55 | Multistage centrifugal pumps |  | MECHANICAL EQUIPMENT | MECHANICAL EQUIPMENT
PumpCentrifugalSinglestage | (Pr_65_53_96_79 : Single stage centrifugal pumps) MECHANICAL EQUIPMENT | Pr_65_53_96_79 | Single stage centrifugal pumps |  | MECHANICAL EQUIPMENT | MECHANICAL EQUIPMENT
PumpCondensateAutomatic | (Pr_65_53_86_05 : Automatic condensate pumps) MECHANICAL EQUIPMENT | Pr_65_53_86_05 | Automatic condensate pumps |  | MECHANICAL EQUIPMENT | MECHANICAL EQUIPMENT
PumpDiaphragmDouble | (Pr_65_53_96_21 : Double diaphragm pumps) MECHANICAL EQUIPMENT | Pr_65_53_96_21 | Double diaphragm pumps |  | MECHANICAL EQUIPMENT | MECHANICAL EQUIPMENT
PumpDiaphragmSingle | (Pr_65_53_96_78 : Single diaphragm pumps) MECHANICAL EQUIPMENT | Pr_65_53_96_78 | Single diaphragm pumps |  | MECHANICAL EQUIPMENT | MECHANICAL EQUIPMENT
PumpDiscDouble | (Pr_65_53_96_23 : Double disc pumps) MECHANICAL EQUIPMENT | Pr_65_53_96_23 | Double disc pumps |  | MECHANICAL EQUIPMENT | MECHANICAL EQUIPMENT
PumpDischargeBore | (Pr_65_53_24_81 : Small bore discharge pumps) MECHANICAL EQUIPMENT | Pr_65_53_24_81 | Small bore discharge pumps |  | MECHANICAL EQUIPMENT | MECHANICAL EQUIPMENT
PumpDisplacement | (Pr_65_53_96_64 : Positive displacement pumps) MECHANICAL EQUIPMENT | Pr_65_53_96_64 | Positive displacement pumps |  | MECHANICAL EQUIPMENT | MECHANICAL EQUIPMENT
PumpDriveMagnetic | (Pr_65_53_96_51 : Magnetic drive pumps) MECHANICAL EQUIPMENT | Pr_65_53_96_51 | Magnetic drive pumps |  | MECHANICAL EQUIPMENT | MECHANICAL EQUIPMENT
PumpElectromagnetic | (Pr_65_53_96_27 : Electromagnetic pumps) MECHANICAL EQUIPMENT | Pr_65_53_96_27 | Electromagnetic pumps |  | MECHANICAL EQUIPMENT | MECHANICAL EQUIPMENT
PumpEngineDiesel | (Pr_65_53_86_22 : Diesel engine-driven pumps) MECHANICAL EQUIPMENT | Pr_65_53_86_22 | Diesel engine-driven pumps |  | MECHANICAL EQUIPMENT | MECHANICAL EQUIPMENT
PumpFlowAxial | (Pr_65_53_96_04 : Axial flow pumps) MECHANICAL EQUIPMENT | Pr_65_53_96_04 | Axial flow pumps |  | MECHANICAL EQUIPMENT | MECHANICAL EQUIPMENT
PumpGearRotary | (Pr_65_53_96_72 : Rotary gear pumps) MECHANICAL EQUIPMENT | Pr_65_53_96_72 | Rotary gear pumps |  | MECHANICAL EQUIPMENT | MECHANICAL EQUIPMENT
PumpHandlingSolids | (Pr_65_53_96_80 : Solids handling pumps) MECHANICAL EQUIPMENT | Pr_65_53_96_80 | Solids handling pumps |  | MECHANICAL EQUIPMENT | MECHANICAL EQUIPMENT
PumpInLine | (Pr_65_53_86_15 : Close-coupled in-line pumps) MECHANICAL EQUIPMENT | Pr_65_53_86_15 | Close-coupled in-line pumps | IfcPumpType.VERTICALINLINE | MECHANICAL EQUIPMENT | MECHANICAL EQUIPMENT
PumpJet | (Pr_65_53_96_44 : Jet pumps) MECHANICAL EQUIPMENT | Pr_65_53_96_44 | Jet pumps |  | MECHANICAL EQUIPMENT | MECHANICAL EQUIPMENT
PumpLiftAir | (Pr_65_53_96_02 : Air lift pumps) MECHANICAL EQUIPMENT | Pr_65_53_96_02 | Air lift pumps |  | MECHANICAL EQUIPMENT | MECHANICAL EQUIPMENT
PumpLobeRotary | (Pr_65_53_96_73 : Rotary lobe pumps) MECHANICAL EQUIPMENT | Pr_65_53_96_73 | Rotary lobe pumps |  | MECHANICAL EQUIPMENT | MECHANICAL EQUIPMENT
PumpMetering | (Pr_65_53_86_51 : Metering pumps) MECHANICAL EQUIPMENT | Pr_65_53_86_51 | Metering pumps |  | MECHANICAL EQUIPMENT | MECHANICAL EQUIPMENT
PumpMultistage | (Pr_65_53_86_55 : Multistage pumps) MECHANICAL EQUIPMENT | Pr_65_53_86_55 | Multistage pumps |  | MECHANICAL EQUIPMENT | MECHANICAL EQUIPMENT
PumpMultistageInLine | (Pr_65_53_96_41 : In-line multistage pumps) MECHANICAL EQUIPMENT | Pr_65_53_96_41 | In-line multistage pumps |  | MECHANICAL EQUIPMENT | MECHANICAL EQUIPMENT
PumpPeristaltic | (Pr_65_53_96_63 : Peristaltic pumps) MECHANICAL EQUIPMENT | Pr_65_53_96_63 | Peristaltic pumps |  | MECHANICAL EQUIPMENT | MECHANICAL EQUIPMENT
PumpRam | (Pr_65_53_96_70 : Ram pumps) MECHANICAL EQUIPMENT | Pr_65_53_96_70 | Ram pumps |  | MECHANICAL EQUIPMENT | MECHANICAL EQUIPMENT
PumpRotorCanned | (Pr_65_53_86_11 : Canned rotor pumps) MECHANICAL EQUIPMENT | Pr_65_53_86_11 | Canned rotor pumps |  | MECHANICAL EQUIPMENT | MECHANICAL EQUIPMENT
PumpScrew | (Pr_65_53_96_75 : Screw pumps) MECHANICAL EQUIPMENT | Pr_65_53_96_75 | Screw pumps |  | MECHANICAL EQUIPMENT | MECHANICAL EQUIPMENT
PumpScrewArchimedes | (Pr_65_53_96_03 : Archimedes screw pumps) MECHANICAL EQUIPMENT | Pr_65_53_96_03 | Archimedes screw pumps |  | MECHANICAL EQUIPMENT | MECHANICAL EQUIPMENT
PumpSludge | (Pr_65_53_96_95 : Volute casing dry well centrifugal sewage and sludge pumps) MECHANICAL EQUIPMENT | Pr_65_53_96_95 | Volute casing dry well centrifugal sewage and sludge pumps |  | MECHANICAL EQUIPMENT | MECHANICAL EQUIPMENT
PumpSubmersible | (Pr_65_53_24_86 : Submersible pumps) MECHANICAL EQUIPMENT | Pr_65_53_24_86 | Submersible pumps | IfcPumpType.SUBMERSIBLEPUMP | MECHANICAL EQUIPMENT | MECHANICAL EQUIPMENT
PumpSuction | (Pr_65_53_86_86 : Suction pumps) MECHANICAL EQUIPMENT | Pr_65_53_86_86 | Suction pumps | IfcPumpType.ENDSUCTION | MECHANICAL EQUIPMENT | MECHANICAL EQUIPMENT
PumpSuctionEndBelt | (Pr_65_53_86_07 : Belt-driven end suction pumps) MECHANICAL EQUIPMENT | Pr_65_53_86_07 | Belt-driven end suction pumps | IfcPumpType.ENDSUCTION | MECHANICAL EQUIPMENT | MECHANICAL EQUIPMENT
PumpSuctionEndClose | (Pr_65_53_86_13 : Close-coupled end suction pumps) MECHANICAL EQUIPMENT | Pr_65_53_86_13 | Close-coupled end suction pumps | IfcPumpType.ENDSUCTION | MECHANICAL EQUIPMENT | MECHANICAL EQUIPMENT
PumpSuctionEndPull | (Pr_65_53_96_06 : Back pull-out end suction pumps) MECHANICAL EQUIPMENT | Pr_65_53_96_06 | Back pull-out end suction pumps | IfcPumpType.ENDSUCTION | MECHANICAL EQUIPMENT | MECHANICAL EQUIPMENT
PumpTransferOilFuel | (Pr_65_53_86_32 : Fuel oil transfer pumps) MECHANICAL EQUIPMENT | Pr_65_53_86_32 | Fuel oil transfer pumps |  | MECHANICAL EQUIPMENT | MECHANICAL EQUIPMENT
PumpTypeBowl | (Pr_65_53_96_94 : Vertically suspended bowl type pumps) MECHANICAL EQUIPMENT | Pr_65_53_96_94 | Vertically suspended bowl type pumps |  | MECHANICAL EQUIPMENT | MECHANICAL EQUIPMENT
PumpVaneRotary | (Pr_65_53_96_74 : Rotary vane pumps) MECHANICAL EQUIPMENT | Pr_65_53_96_74 | Rotary vane pumps |  | MECHANICAL EQUIPMENT | MECHANICAL EQUIPMENT
PumpVapour | (Pr_65_53_86_94 : Vapour pumps) MECHANICAL EQUIPMENT | Pr_65_53_86_94 | Vapour pumps |  | MECHANICAL EQUIPMENT | MECHANICAL EQUIPMENT
ReceiverAir | (Pr_65_67_16_05 : Air receivers) MECHANICAL EQUIPMENT | Pr_65_67_16_05 | Air receivers |  | MECHANICAL EQUIPMENT | MECHANICAL EQUIPMENT
SetsBoosterPressure | (Pr_65_53_96_65 : Positive inlet pressure booster sets) MECHANICAL EQUIPMENT | Pr_65_53_96_65 | Positive inlet pressure booster sets | IfcPumpType.CIRCULATOR | MECHANICAL EQUIPMENT | MECHANICAL EQUIPMENT
Silo | (Pr_60_50_85_78 : Silos) MECHANICAL EQUIPMENT | Pr_60_50_85_78 | Silos | IfcTankType.STORAGE | MECHANICAL EQUIPMENT | MECHANICAL EQUIPMENT
StationPumpSingle | (Pr_60_60_81_78 : Single-line pump stations) MECHANICAL EQUIPMENT | Pr_60_60_81_78 | Single-line pump stations | IfcSolarDeviceType.SOLARCOLLECTOR | MECHANICAL EQUIPMENT | MECHANICAL EQUIPMENT
StationPumpTwin | (Pr_60_60_81_91 : Twin-line pump stations) MECHANICAL EQUIPMENT | Pr_60_60_81_91 | Twin-line pump stations | IfcSolarDeviceType.SOLARCOLLECTOR | MECHANICAL EQUIPMENT | MECHANICAL EQUIPMENT
SuperheaterBoiler | (Pr_60_60_08_09 : Boiler superheaters) MECHANICAL EQUIPMENT | Pr_60_60_08_09 | Boiler superheaters | IfcBoilerType.STEAM; IfcBoilerType.WATER | MECHANICAL EQUIPMENT | MECHANICAL EQUIPMENT
TankConcrete | (Pr_60_50_96_15 : Concrete tanks) MECHANICAL EQUIPMENT | Pr_60_50_96_15 | Concrete tanks | IfcTankType.STORAGE | MECHANICAL EQUIPMENT | MECHANICAL EQUIPMENT
TankCylindrical | (Pr_60_50_96_20 : Cylindrical tanks) MECHANICAL EQUIPMENT | Pr_60_50_96_20 | Cylindrical tanks | IfcTankType.STORAGE | MECHANICAL EQUIPMENT | MECHANICAL EQUIPMENT
TankFirefightingFoam | (Pr_60_50_67_31 : Foam firefighting tanks) MECHANICAL EQUIPMENT | Pr_60_50_67_31 | Foam firefighting tanks | IfcTankType.PRESSUREVESSEL | MECHANICAL EQUIPMENT | MECHANICAL EQUIPMENT
TankFuelLiquidFibreglass | (Pr_60_50_47_34 : Glass fibre-reinforced plastics liquid fuel tanks) MECHANICAL EQUIPMENT | Pr_60_50_47_34 | Glass fibre-reinforced plastics liquid fuel tanks | IfcTankType.STORAGE | MECHANICAL EQUIPMENT | MECHANICAL EQUIPMENT
TankFuelLiquidSteelCarbon | (Pr_60_50_47_12 : Carbon steel liquid fuel tanks) MECHANICAL EQUIPMENT | Pr_60_50_47_12 | Carbon steel liquid fuel tanks | IfcTankType.STORAGE | MECHANICAL EQUIPMENT | MECHANICAL EQUIPMENT
TankFuelLiquidSteelStainless | (Pr_60_50_47_84 : Stainless steel liquid fuel tanks) MECHANICAL EQUIPMENT | Pr_60_50_47_84 | Stainless steel liquid fuel tanks | IfcTankType.STORAGE | MECHANICAL EQUIPMENT | MECHANICAL EQUIPMENT
TankModularConcretePrecast | (Pr_60_50_10_66 : Precast concrete modular tanks) MECHANICAL EQUIPMENT | Pr_60_50_10_66 | Precast concrete modular tanks | IfcTankType.STORAGE | MECHANICAL EQUIPMENT | MECHANICAL EQUIPMENT
TankOilPlastics | (Pr_60_50_47_63 : Plastics oil tanks) MECHANICAL EQUIPMENT | Pr_60_50_47_63 | Plastics oil tanks | IfcTankType.STORAGE | MECHANICAL EQUIPMENT | MECHANICAL EQUIPMENT
TankOilSteelCarbon | (Pr_60_50_47_13 : Carbon steel oil tanks) MECHANICAL EQUIPMENT | Pr_60_50_47_13 | Carbon steel oil tanks | IfcTankType.STORAGE | MECHANICAL EQUIPMENT | MECHANICAL EQUIPMENT
TankPlastics | (Pr_60_50_10_64 : Plastics tanks) MECHANICAL EQUIPMENT | Pr_60_50_10_64 | Plastics tanks | IfcTankType.STORAGE | MECHANICAL EQUIPMENT | MECHANICAL EQUIPMENT
TankPlasticsMoulded | (Pr_60_50_96_52 : Moulded plastics tanks) MECHANICAL EQUIPMENT | Pr_60_50_96_52 | Moulded plastics tanks | IfcTankType.STORAGE | MECHANICAL EQUIPMENT | MECHANICAL EQUIPMENT
TankPolyethylene | (Pr_60_50_96_64 : Polyethylene (PE) tanks) MECHANICAL EQUIPMENT | Pr_60_50_96_64 | Polyethylene (PE) tanks | IfcTankType.STORAGE | MECHANICAL EQUIPMENT | MECHANICAL EQUIPMENT
TankPolypropylene | (Pr_60_50_96_65 : Polypropylene (PP) tanks) MECHANICAL EQUIPMENT | Pr_60_50_96_65 | Polypropylene (PP) tanks | IfcTankType.STORAGE | MECHANICAL EQUIPMENT | MECHANICAL EQUIPMENT
TankPressureFibreglass | (Pr_60_50_96_35 : Glass fibre-reinforced pressure tanks) MECHANICAL EQUIPMENT | Pr_60_50_96_35 | Glass fibre-reinforced pressure tanks | IfcTankType.PRESSUREVESSEL | MECHANICAL EQUIPMENT | MECHANICAL EQUIPMENT
TankServiceFuelLiquid | (Pr_60_50_47_11 : Liquid fuel service tanks) MECHANICAL EQUIPMENT | Pr_60_50_47_11 | Liquid fuel service tanks | IfcTankType.STORAGE | MECHANICAL EQUIPMENT | MECHANICAL EQUIPMENT
TankSteelCarbonSectional | (Pr_60_50_96_76 : Sectional carbon steel tanks) MECHANICAL EQUIPMENT | Pr_60_50_96_76 | Sectional carbon steel tanks | IfcTankType.STORAGE | MECHANICAL EQUIPMENT | MECHANICAL EQUIPMENT
TankSteelFusedGlass | (Pr_60_50_10_34 : Glass fused steel tanks) MECHANICAL EQUIPMENT | Pr_60_50_10_34 | Glass fused steel tanks | IfcTankType.STORAGE | MECHANICAL EQUIPMENT | MECHANICAL EQUIPMENT
TankSteelGalvanized | (Pr_60_50_96_33 : Galvanized steel tanks) MECHANICAL EQUIPMENT | Pr_60_50_96_33 | Galvanized steel tanks | IfcTankType.STORAGE | MECHANICAL EQUIPMENT | MECHANICAL EQUIPMENT
TankSteelStainless | (Pr_60_50_96_84 : Stainless steel tanks) MECHANICAL EQUIPMENT | Pr_60_50_96_84 | Stainless steel tanks | IfcTankType.STORAGE | MECHANICAL EQUIPMENT | MECHANICAL EQUIPMENT
TankStorageWaterBladder | (Pr_60_50_96_63 : Plastics bladder water storage tanks) MECHANICAL EQUIPMENT | Pr_60_50_96_63 | Plastics bladder water storage tanks | IfcTankType.STORAGE | MECHANICAL EQUIPMENT | MECHANICAL EQUIPMENT
UnitExhausterGasMedical | (Pr_65_53_86_50 : Medical gas exhauster units) MECHANICAL EQUIPMENT | Pr_65_53_86_50 | Medical gas exhauster units |  | MECHANICAL EQUIPMENT | MECHANICAL EQUIPMENT
UnitPreparationAir | (Pr_65_67_16_04 : Air preparation units) MECHANICAL EQUIPMENT | Pr_65_67_16_04 | Air preparation units |  | MECHANICAL EQUIPMENT | MECHANICAL EQUIPMENT
UnitPressurization | (Pr_65_53_86_68 : Pressurization units) MECHANICAL EQUIPMENT | Pr_65_53_86_68 | Pressurization units |  | MECHANICAL EQUIPMENT | MECHANICAL EQUIPMENT
UnitPumpDosing | (Pr_65_53_86_24 : Dosing pump units) MECHANICAL EQUIPMENT | Pr_65_53_86_24 | Dosing pump units |  | MECHANICAL EQUIPMENT | MECHANICAL EQUIPMENT
UnitRecoveryCondensate | (Pr_65_53_86_17 : Condensate recovery units) MECHANICAL EQUIPMENT | Pr_65_53_86_17 | Condensate recovery units |  | MECHANICAL EQUIPMENT | MECHANICAL EQUIPMENT
ValveDischargeSubmerged | (Pr_60_45_30_86 : Submerged discharge valves) MECHANICAL EQUIPMENT | Pr_60_45_30_86 | Submerged discharge valves | IfcValveType.USERDEFINED | MECHANICAL EQUIPMENT | MECHANICAL EQUIPMENT
VesselBuffer | (Pr_60_50_20_10 : Buffer vessels) MECHANICAL EQUIPMENT | Pr_60_50_20_10 | Buffer vessels | IfcTankType.VESSEL | MECHANICAL EQUIPMENT | MECHANICAL EQUIPMENT
VesselExpansion | (Pr_60_50_20_28 : Expansion vessels) MECHANICAL EQUIPMENT | Pr_60_50_20_28 | Expansion vessels | IfcTankType.EXPANSION | MECHANICAL EQUIPMENT | MECHANICAL EQUIPMENT
VesselPressureGas | (Pr_60_50_67_52 : Metal liquid or gas pressure vessels) MECHANICAL EQUIPMENT | Pr_60_50_67_52 | Metal liquid or gas pressure vessels | IfcTankType.PRESSUREVESSEL | MECHANICAL EQUIPMENT | MECHANICAL EQUIPMENT
VesselStorageLPG | (Pr_60_50_67_48 : Liquefied petroleum gas (LPG) storage vessels) MECHANICAL EQUIPMENT | Pr_60_50_67_48 | Liquefied petroleum gas (LPG) storage vessels | IfcTankType.PRESSUREVESSEL | MECHANICAL EQUIPMENT | MECHANICAL EQUIPMENT
VesselStorageRefrigerant | (Pr_60_50_67_70 : Refrigerant recovery storage vessels) MECHANICAL EQUIPMENT | Pr_60_50_67_70 | Refrigerant recovery storage vessels | IfcTankType.PRESSUREVESSEL | MECHANICAL EQUIPMENT | MECHANICAL EQUIPMENT
VesselStorageVIE | (Pr_60_50_67_94 : Vacuum insulated evaporator (VIE) storage vessels) MECHANICAL EQUIPMENT | Pr_60_50_67_94 | Vacuum insulated evaporator (VIE) storage vessels | IfcTankType.PRESSUREVESSEL | MECHANICAL EQUIPMENT | MECHANICAL EQUIPMENT
BarrierPlatformLift | (Pr_30_59_46_49 : Lift platform barriers) SPECIALTY EQUIPMENT | Pr_30_59_46_49 | Lift platform barriers |  | SPECIALTY EQUIPMENT | SPECIALITY EQUIPMENT
CableCarCable | (Pr_65_80_89_11 : Cable car cables) SPECIALTY EQUIPMENT | Pr_65_80_89_11 | Cable car cables | IfcCableSegmentType.CABLESEGMENT | SPECIALTY EQUIPMENT | SPECIALITY EQUIPMENT
CableLift | (Pr_65_80_89_46 : Lift cables) SPECIALTY EQUIPMENT | Pr_65_80_89_46 | Lift cables | IfcCableSegmentType.CABLESEGMENT | SPECIALTY EQUIPMENT | SPECIALITY EQUIPMENT
CableLiftSki | (Pr_65_80_89_85 : Ski lift cables) SPECIALTY EQUIPMENT | Pr_65_80_89_85 | Ski lift cables | IfcCableSegmentType.CABLESEGMENT | SPECIALTY EQUIPMENT | SPECIALITY EQUIPMENT
CarCable | (Pr_65_80_42_11 : Cable cars) SPECIALTY EQUIPMENT | Pr_65_80_42_11 | Cable cars | IfcTransportElementType.ELEVATOR | SPECIALTY EQUIPMENT | SPECIALITY EQUIPMENT
CarLift | (Pr_80_77_46_46 : Lift cars) SPECIALTY EQUIPMENT | Pr_80_77_46_46 | Lift cars |  | SPECIALTY EQUIPMENT | SPECIALITY EQUIPMENT
Chairlift | (Pr_65_80_42_15 : Chairlifts) SPECIALTY EQUIPMENT | Pr_65_80_42_15 | Chairlifts | IfcTransportElementType.ELEVATOR | SPECIALTY EQUIPMENT | SPECIALITY EQUIPMENT
ChairLiftSki | (Pr_65_80_42_77 : Ski lift chairs) SPECIALTY EQUIPMENT | Pr_65_80_42_77 | Ski lift chairs | IfcTransportElementType.ELEVATOR | SPECIALTY EQUIPMENT | SPECIALITY EQUIPMENT
ConveyorGarment | (Pr_65_80_46_15 : Laundry and garment conveyors) SPECIALTY EQUIPMENT | Pr_65_80_46_15 | Laundry and garment conveyors | IfcTransportElementType.USERDEFINED | SPECIALTY EQUIPMENT | SPECIALITY EQUIPMENT
ConveyorLaundryShuttle | (Pr_65_80_46_77 : Shuttle lifting laundry conveyors) SPECIALTY EQUIPMENT | Pr_65_80_46_77 | Shuttle lifting laundry conveyors | IfcTransportElementType.USERDEFINED | SPECIALTY EQUIPMENT | SPECIALITY EQUIPMENT
ConveyorLaundryLoading | (Pr_65_80_46_42 : Inclined loading laundry conveyors) SPECIALTY EQUIPMENT | Pr_65_80_46_42 | Inclined loading laundry conveyors | IfcTransportElementType.USERDEFINED | SPECIALTY EQUIPMENT | SPECIALITY EQUIPMENT
DoorsetLandingLift | (Pr_30_59_46_46 : Lift landing doorsets) SPECIALTY EQUIPMENT | Pr_30_59_46_46 | Lift landing doorsets | IfcDoorType.USERDEFINED | SPECIALTY EQUIPMENT | SPECIALITY EQUIPMENT
DrumAndRopeLifting | (Pr_65_80_47_48 : Lifting ropes and drums) SPECIALTY EQUIPMENT | Pr_65_80_47_48 | Lifting ropes and drums | IfcTransportElementType.LIFTINGGEAR | SPECIALTY EQUIPMENT | SPECIALITY EQUIPMENT
EngineCombustionInternal | (Pr_85_50_27_40 : Internal combustion engines) SPECIALTY EQUIPMENT | Pr_85_50_27_40 | Internal combustion engines | IfcEngineType.INTERNALCOMBUSTION | SPECIALTY EQUIPMENT | SPECIALITY EQUIPMENT
Escalator | (Pr_65_80_28_21 : Escalators) SPECIALTY EQUIPMENT | Pr_65_80_28_21 | Escalators | IfcTransportElementType.ESCALATOR | SPECIALTY EQUIPMENT | SPECIALITY EQUIPMENT
FrameLandingLift | (Pr_30_59_46_47 : Lift landing frames) SPECIALTY EQUIPMENT | Pr_30_59_46_47 | Lift landing frames |  | SPECIALTY EQUIPMENT | SPECIALITY EQUIPMENT
HoistFixed | (Pr_65_80_47_31 : Fixed hoists) SPECIALTY EQUIPMENT | Pr_65_80_47_31 | Fixed hoists | IfcTransportElementType.LIFTINGGEAR | SPECIALTY EQUIPMENT | SPECIALITY EQUIPMENT
HoistMoveable | (Pr_65_80_47_53 : Moveable hoists) SPECIALTY EQUIPMENT | Pr_65_80_47_53 | Moveable hoists | IfcTransportElementType.LIFTINGGEAR | SPECIALTY EQUIPMENT | SPECIALITY EQUIPMENT
HoistPoolside | (Pr_65_80_47_64 : Poolside hoists) SPECIALTY EQUIPMENT | Pr_65_80_47_64 | Poolside hoists | IfcTransportElementType.LIFTINGGEAR | SPECIALTY EQUIPMENT | SPECIALITY EQUIPMENT
HoistService | (Pr_65_80_47_76 : Service hoists) SPECIALTY EQUIPMENT | Pr_65_80_47_76 | Service hoists | IfcTransportElementType.LIFTINGGEAR | SPECIALTY EQUIPMENT | SPECIALITY EQUIPMENT
HoistTrackCeiling | (Pr_65_80_47_12 : Ceiling track hoists) SPECIALTY EQUIPMENT | Pr_65_80_47_12 | Ceiling track hoists | IfcTransportElementType.LIFTINGGEAR | SPECIALTY EQUIPMENT | SPECIALITY EQUIPMENT
HoistTransferAssisted | (Pr_65_80_47_04 : Assisted transfer hoists) SPECIALTY EQUIPMENT | Pr_65_80_47_04 | Assisted transfer hoists | IfcTransportElementType.LIFTINGGEAR | SPECIALTY EQUIPMENT | SPECIALITY EQUIPMENT
HoistVehicle | (Pr_65_80_47_94 : Vehicle hoists) SPECIALTY EQUIPMENT | Pr_65_80_47_94 | Vehicle hoists | IfcTransportElementType.LIFTINGGEAR | SPECIALTY EQUIPMENT | SPECIALITY EQUIPMENT
Homelift | (Pr_65_80_42_37 : Homelifts) SPECIALTY EQUIPMENT | Pr_65_80_42_37 | Homelifts | IfcTransportElementType.ELEVATOR | SPECIALTY EQUIPMENT | SPECIALITY EQUIPMENT
LevellerDockHinged | (Pr_65_80_23_38 : Hydraulic hinged-lip dock levellers) SPECIALTY EQUIPMENT | Pr_65_80_23_38 | Hydraulic hinged-lip dock levellers | IfcTransportElementType.ELEVATOR | SPECIALTY EQUIPMENT | SPECIALITY EQUIPMENT
LevellerDockMechanical | (Pr_65_80_23_51 : Mechanical dock levellers) SPECIALTY EQUIPMENT | Pr_65_80_23_51 | Mechanical dock levellers | IfcTransportElementType.ELEVATOR | SPECIALTY EQUIPMENT | SPECIALITY EQUIPMENT
LevellerDockTelescopic | (Pr_65_80_23_39 : Hydraulic telescopic-lip dock levellers) SPECIALTY EQUIPMENT | Pr_65_80_23_39 | Hydraulic telescopic-lip dock levellers | IfcTransportElementType.ELEVATOR | SPECIALTY EQUIPMENT | SPECIALITY EQUIPMENT
LiftPlatform | (Pr_65_80_42_64 : Platform lifts) SPECIALTY EQUIPMENT | Pr_65_80_42_64 | Platform lifts | IfcTransportElementType.ELEVATOR | SPECIALTY EQUIPMENT | SPECIALITY EQUIPMENT
LiftStep | (Pr_65_80_42_83 : Step lifts) SPECIALTY EQUIPMENT | Pr_65_80_42_83 | Step lifts | IfcTransportElementType.ELEVATOR | SPECIALTY EQUIPMENT | SPECIALITY EQUIPMENT
LiftStorageVertical | (Pr_65_80_47_96 : Vertical storage lifts) SPECIALTY EQUIPMENT | Pr_65_80_47_96 | Vertical storage lifts | IfcTransportElementType.LIFTINGGEAR | SPECIALTY EQUIPMENT | SPECIALITY EQUIPMENT
PlatformLiftingVertical | (Pr_65_80_47_95 : Vertical lifting platforms) SPECIALTY EQUIPMENT | Pr_65_80_47_95 | Vertical lifting platforms | IfcTransportElementType.LIFTINGGEAR | SPECIALTY EQUIPMENT | SPECIALITY EQUIPMENT
ShaftDrive | (Pr_85_50_27_24 : Drive shafts) SPECIALTY EQUIPMENT | Pr_85_50_27_24 | Drive shafts | IfcMotorConnectionType.DIRECTDRIVE | SPECIALTY EQUIPMENT | SPECIALITY EQUIPMENT
ShaftLiftSelf | (Pr_80_77_46_32 : Free-standing self-supporting lift shafts) SPECIALTY EQUIPMENT | Pr_80_77_46_32 | Free-standing self-supporting lift shafts |  | SPECIALTY EQUIPMENT | SPECIALITY EQUIPMENT
SillLandingLift | (Pr_30_59_46_48 : Lift landing sills) SPECIALTY EQUIPMENT | Pr_30_59_46_48 | Lift landing sills |  | SPECIALTY EQUIPMENT | SPECIALITY EQUIPMENT
SprocketAndChainLifting | (Pr_65_80_47_47 : Lifting chains and sprockets) SPECIALTY EQUIPMENT | Pr_65_80_47_47 | Lifting chains and sprockets | IfcTransportElementType.LIFTINGGEAR | SPECIALTY EQUIPMENT | SPECIALITY EQUIPMENT
StairliftPlatformStanding | (Pr_65_80_42_85 : Standing platform stairlifts) SPECIALTY EQUIPMENT | Pr_65_80_42_85 | Standing platform stairlifts | IfcTransportElementType.ELEVATOR | SPECIALTY EQUIPMENT | SPECIALITY EQUIPMENT
StairliftPlatformWheelchair | (Pr_65_80_42_97 : Wheelchair platform stairlifts) SPECIALTY EQUIPMENT | Pr_65_80_42_97 | Wheelchair platform stairlifts | IfcTransportElementType.ELEVATOR | SPECIALTY EQUIPMENT | SPECIALITY EQUIPMENT
WalkMoving | (Pr_65_80_28_52 : Moving walks) SPECIALTY EQUIPMENT | Pr_65_80_28_52 | Moving walks | IfcTransportElementType.MOVINGWALKWAY | SPECIALTY EQUIPMENT | SPECIALITY EQUIPMENT
Winch | (Pr_65_80_47_98 : Winches) SPECIALTY EQUIPMENT | Pr_65_80_47_98 | Winches | IfcTransportElementType.LIFTINGGEAR | SPECIALTY EQUIPMENT | SPECIALITY EQUIPMENT
Accelerometer | (Pr_80_51_85_01 : Accelerometers) PIPE ACCESSORIES | Pr_80_51_85_01 | Accelerometers | IfcSensorType.MOVEMENTSENSOR | PIPE ACCESSORIES | PIPE ACCESSORIES
BreakerVacuum | (Pr_65_55_84_94 : Vacuum breakers) PIPE ACCESSORIES | Pr_65_55_84_94 | Vacuum breakers |  | PIPE ACCESSORIES | PIPE ACCESSORIES
CoolerSample | (Pr_65_55_84_75 : Sample coolers) PIPE ACCESSORIES | Pr_65_55_84_75 | Sample coolers |  | PIPE ACCESSORIES | PIPE ACCESSORIES
DamperPulsation | (Pr_65_53_65_65 : Pulsation dampers) PIPE ACCESSORIES | Pr_65_53_65_65 | Pulsation dampers |  | PIPE ACCESSORIES | PIPE ACCESSORIES
DeviceSafetyBurnerGas | (Pr_65_54_33_34 : Gas burner safety devices) PIPE ACCESSORIES | Pr_65_54_33_34 | Gas burner safety devices | IfcValveType.SAFETYCUTOFF | PIPE ACCESSORIES | PIPE ACCESSORIES
FeedtankSteam | (Pr_65_55_85_85 : Steam feedtanks) PIPE ACCESSORIES | Pr_65_55_85_85 | Steam feedtanks |  | PIPE ACCESSORIES | PIPE ACCESSORIES
FilterAirCompressedCarbon | (Pr_65_57_33_02 : Activated carbon compressed air filters) PIPE ACCESSORIES | Pr_65_57_33_02 | Activated carbon compressed air filters | IfcFilterType.AIRPARTICLEFILTER | PIPE ACCESSORIES | PIPE ACCESSORIES
FilterAirCompressedCoalescing | (Pr_65_57_33_15 : Coalescing compressed air filters) PIPE ACCESSORIES | Pr_65_57_33_15 | Coalescing compressed air filters | IfcFilterType.AIRPARTICLEFILTER | PIPE ACCESSORIES | PIPE ACCESSORIES
FilterAirCompressedDust | (Pr_65_57_33_25 : Dust compressed air filters) PIPE ACCESSORIES | Pr_65_57_33_25 | Dust compressed air filters | IfcFilterType.AIRPARTICLEFILTER | PIPE ACCESSORIES | PIPE ACCESSORIES
FilterBasket | (Pr_65_57_85_06 : Basket filters) PIPE ACCESSORIES | Pr_65_57_85_06 | Basket filters | IfcFilterType.WATERFILTER | PIPE ACCESSORIES | PIPE ACCESSORIES
FilterBiological | (Pr_65_57_95_07 : Biological filters) PIPE ACCESSORIES | Pr_65_57_95_07 | Biological filters | IfcFilterType.WATERFILTER | PIPE ACCESSORIES | PIPE ACCESSORIES
FilterDisc | (Pr_65_57_95_22 : Disc filters) PIPE ACCESSORIES | Pr_65_57_95_22 | Disc filters | IfcFilterType.WATERFILTER | PIPE ACCESSORIES | PIPE ACCESSORIES
FilterGas | (Pr_65_57_33_33 : Gas filters) PIPE ACCESSORIES | Pr_65_57_33_33 | Gas filters | IfcFilterType.USERDEFINED | PIPE ACCESSORIES | PIPE ACCESSORIES
FilterOil | (Pr_65_57_58_58 : Oil filters) PIPE ACCESSORIES | Pr_65_57_58_58 | Oil filters | IfcFilterType.OILFILTER | PIPE ACCESSORIES | PIPE ACCESSORIES
FilterScreen | (Pr_65_57_95_76 : Screen filters) PIPE ACCESSORIES | Pr_65_57_95_76 | Screen filters | IfcFilterType.WATERFILTER | PIPE ACCESSORIES | PIPE ACCESSORIES
FilterWaterCartridge | (Pr_65_57_95_11 : Cartridge water filters) PIPE ACCESSORIES | Pr_65_57_95_11 | Cartridge water filters | IfcFilterType.WATERFILTER | PIPE ACCESSORIES | PIPE ACCESSORIES
FilterWaterEarth | (Pr_65_57_85_22 : Diatomaceous earth water filters) PIPE ACCESSORIES | Pr_65_57_85_22 | Diatomaceous earth water filters | IfcFilterType.WATERFILTER | PIPE ACCESSORIES | PIPE ACCESSORIES
FilterWaterInLine | (Pr_65_57_95_42 : In-line water filters) PIPE ACCESSORIES | Pr_65_57_95_42 | In-line water filters | IfcFilterType.WATERFILTER | PIPE ACCESSORIES | PIPE ACCESSORIES
FilterWaterMedia | (Pr_65_57_95_51 : Media water filters) PIPE ACCESSORIES | Pr_65_57_95_51 | Media water filters | IfcFilterType.WATERFILTER | PIPE ACCESSORIES | PIPE ACCESSORIES
FilterWaterMediaGlass | (Pr_65_57_85_33 : Glass media water filters) PIPE ACCESSORIES | Pr_65_57_85_33 | Glass media water filters | IfcFilterType.WATERFILTER | PIPE ACCESSORIES | PIPE ACCESSORIES
FilterWaterPoolCartridge | (Pr_65_57_85_12 : Cartridge pool water filters) PIPE ACCESSORIES | Pr_65_57_85_12 | Cartridge pool water filters | IfcFilterType.WATERFILTER | PIPE ACCESSORIES | PIPE ACCESSORIES
FilterWaterPressure | (Pr_65_57_85_65 : Pressure water filters) PIPE ACCESSORIES | Pr_65_57_85_65 | Pressure water filters | IfcFilterType.WATERFILTER | PIPE ACCESSORIES | PIPE ACCESSORIES
FilterWaterRegenerative | (Pr_65_57_85_70 : Regenerative water filters) PIPE ACCESSORIES | Pr_65_57_85_70 | Regenerative water filters | IfcFilterType.WATERFILTER | PIPE ACCESSORIES | PIPE ACCESSORIES
FilterWaterSand | (Pr_65_57_85_75 : Sand water filters) PIPE ACCESSORIES | Pr_65_57_85_75 | Sand water filters | IfcFilterType.WATERFILTER | PIPE ACCESSORIES | PIPE ACCESSORIES
FlowmeterAreaVariable | (Pr_80_51_46_94 : Variable area flowmeters) PIPE ACCESSORIES | Pr_80_51_46_94 | Variable area flowmeters | IfcFlowMeterType.USERDEFINED | PIPE ACCESSORIES | PIPE ACCESSORIES
FlowmeterCoriolis | (Pr_80_51_46_15 : Coriolis flowmeters) PIPE ACCESSORIES | Pr_80_51_46_15 | Coriolis flowmeters | IfcFlowMeterType.USERDEFINED | PIPE ACCESSORIES | PIPE ACCESSORIES
FlowmeterElectromagnetic | (Pr_80_51_46_27 : Electromagnetic flowmeters) PIPE ACCESSORIES | Pr_80_51_46_27 | Electromagnetic flowmeters | IfcFlowMeterType.USERDEFINED | PIPE ACCESSORIES | PIPE ACCESSORIES
FlowmeterMass | (Pr_80_51_46_50 : Mass flowmeters) PIPE ACCESSORIES | Pr_80_51_46_50 | Mass flowmeters | IfcFlowMeterType.USERDEFINED | PIPE ACCESSORIES | PIPE ACCESSORIES
FlowmeterMassThermal | (Pr_80_51_46_88 : Thermal mass flowmeters) PIPE ACCESSORIES | Pr_80_51_46_88 | Thermal mass flowmeters | IfcFlowMeterType.USERDEFINED | PIPE ACCESSORIES | PIPE ACCESSORIES
FlowmeterMultiphase | (Pr_80_51_46_55 : Multiphase flowmeters) PIPE ACCESSORIES | Pr_80_51_46_55 | Multiphase flowmeters | IfcFlowMeterType.USERDEFINED | PIPE ACCESSORIES | PIPE ACCESSORIES
FlowmeterPistonRotary | (Pr_80_51_46_73 : Rotary piston flowmeters) PIPE ACCESSORIES | Pr_80_51_46_73 | Rotary piston flowmeters | IfcFlowMeterType.USERDEFINED | PIPE ACCESSORIES | PIPE ACCESSORIES
FlowmeterPlateOrifice | (Pr_80_51_46_59 : Orifice plate flowmeters) PIPE ACCESSORIES | Pr_80_51_46_59 | Orifice plate flowmeters | IfcFlowMeterType.USERDEFINED | PIPE ACCESSORIES | PIPE ACCESSORIES
FlowmeterPressure | (Pr_80_51_46_21 : Differential pressure flowmeters) PIPE ACCESSORIES | Pr_80_51_46_21 | Differential pressure flowmeters | IfcFlowMeterType.USERDEFINED | PIPE ACCESSORIES | PIPE ACCESSORIES
FlowmeterSwirl | (Pr_80_51_46_85 : Swirl flowmeters) PIPE ACCESSORIES | Pr_80_51_46_85 | Swirl flowmeters | IfcFlowMeterType.USERDEFINED | PIPE ACCESSORIES | PIPE ACCESSORIES
FlowmeterUltrasonic | (Pr_80_51_46_92 : Ultrasonic flowmeters) PIPE ACCESSORIES | Pr_80_51_46_92 | Ultrasonic flowmeters | IfcFlowMeterType.USERDEFINED | PIPE ACCESSORIES | PIPE ACCESSORIES
FlowmeterVortex | (Pr_80_51_46_96 : Vortex flowmeters) PIPE ACCESSORIES | Pr_80_51_46_96 | Vortex flowmeters | IfcFlowMeterType.USERDEFINED | PIPE ACCESSORIES | PIPE ACCESSORIES
GaugeLevelLiquid | (Pr_80_51_85_46 : Liquid level gauges) PIPE ACCESSORIES | Pr_80_51_85_46 | Liquid level gauges | IfcSensorType.LEVELSENSOR | PIPE ACCESSORIES | PIPE ACCESSORIES
HangerRopeWireServices | (Pr_80_77_27_77 : Services wire rope hangers) PIPE ACCESSORIES | Pr_80_77_27_77 | Services wire rope hangers | IfcDiscreteAccessoryType.USERDEFINED | PIPE ACCESSORIES | PIPE ACCESSORIES
ManifoldSteam | (Pr_65_55_84_50 : Steam manifolds) PIPE ACCESSORIES | Pr_65_55_84_50 | Steam manifolds |  | PIPE ACCESSORIES | PIPE ACCESSORIES
ManifoldSupplyGas | (Pr_65_54_33_46 : Laboratory gas supply manifolds) PIPE ACCESSORIES | Pr_65_54_33_46 | Laboratory gas supply manifolds |  | PIPE ACCESSORIES | PIPE ACCESSORIES
ManifoldSupplyGasMedical | (Pr_65_54_33_54 : Medical gas supply manifolds) PIPE ACCESSORIES | Pr_65_54_33_54 | Medical gas supply manifolds |  | PIPE ACCESSORIES | PIPE ACCESSORIES
MeterFuel | (Pr_80_51_51_32 : Fuel meters) PIPE ACCESSORIES | Pr_80_51_51_32 | Fuel meters | IfcFlowMeterType.USERDEFINED | PIPE ACCESSORIES | PIPE ACCESSORIES
MeterGas | (Pr_80_51_51_33 : Gas meters) PIPE ACCESSORIES | Pr_80_51_51_33 | Gas meters | IfcFlowMeterType.GASMETER | PIPE ACCESSORIES | PIPE ACCESSORIES
MeterHeat | (Pr_80_51_51_37 : Heat meters) PIPE ACCESSORIES | Pr_80_51_51_37 | Heat meters | IfcFlowMeterType.USERDEFINED | PIPE ACCESSORIES | PIPE ACCESSORIES
MeterOil | (Pr_80_51_51_58 : Oil meters) PIPE ACCESSORIES | Pr_80_51_51_58 | Oil meters | IfcFlowMeterType.OILMETER | PIPE ACCESSORIES | PIPE ACCESSORIES
MeterPressure | (Pr_80_51_51_67 : Pressure meters) PIPE ACCESSORIES | Pr_80_51_51_67 | Pressure meters | IfcFlowMeterType.USERDEFINED | PIPE ACCESSORIES | PIPE ACCESSORIES
MeterVapour | (Pr_80_51_51_93 : Vapour meters) PIPE ACCESSORIES | Pr_80_51_51_93 | Vapour meters | IfcFlowMeterType.USERDEFINED | PIPE ACCESSORIES | PIPE ACCESSORIES
ModuleServiceGasMedical | (Pr_65_54_33_53 : Medical gas service modules) PIPE ACCESSORIES | Pr_65_54_33_53 | Medical gas service modules |  | PIPE ACCESSORIES | PIPE ACCESSORIES
MonitorGasPortable | (Pr_80_51_51_64 : Portable gas monitors) PIPE ACCESSORIES | Pr_80_51_51_64 | Portable gas monitors | IfcFlowMeterType.GASMETER | PIPE ACCESSORIES | PIPE ACCESSORIES
RegulatorPressureLPG | (Pr_65_54_33_47 : Liquefied petroleum gas (LPG) pressure regulators) PIPE ACCESSORIES | Pr_65_54_33_47 | Liquefied petroleum gas (LPG) pressure regulators | IfcValveType.REGULATING | PIPE ACCESSORIES | PIPE ACCESSORIES
RegulatorVacuumGas | (Pr_65_54_33_40 : Gas vacuum regulators) PIPE ACCESSORIES | Pr_65_54_33_40 | Gas vacuum regulators | IfcValveType.REGULATING | PIPE ACCESSORIES | PIPE ACCESSORIES
SeparatorParticleCentrifugal | (Pr_65_57_95_13 : Centrifugal particle separators) PIPE ACCESSORIES | Pr_65_57_95_13 | Centrifugal particle separators | IfcFilterType.WATERFILTER | PIPE ACCESSORIES | PIPE ACCESSORIES
SetAuto-Coupling | (Pr_65_53_65_04 : Auto-coupling sets) PIPE ACCESSORIES | Pr_65_53_65_04 | Auto-coupling sets |  | PIPE ACCESSORIES | PIPE ACCESSORIES
SpindleExtendedVertical | (Pr_65_53_65_94 : Vertical extended spindles) PIPE ACCESSORIES | Pr_65_53_65_94 | Vertical extended spindles |  | PIPE ACCESSORIES | PIPE ACCESSORIES
StrainerBasket | (Pr_65_57_85_07 : Basket strainers) PIPE ACCESSORIES | Pr_65_57_85_07 | Basket strainers | IfcFilterType.STRAINER | PIPE ACCESSORIES | PIPE ACCESSORIES
StrainerOil | (Pr_65_57_58_59 : Oil strainers) PIPE ACCESSORIES | Pr_65_57_58_59 | Oil strainers | IfcFilterType.STRAINER | PIPE ACCESSORIES | PIPE ACCESSORIES
SupportAndHangers | (Pr_80_77_27_24 : Duct and pipework hangers and supports) PIPE ACCESSORIES | Pr_80_77_27_24 | Duct and pipework hangers and supports | IfcDiscreteAccessoryType.BRACKET; IfcDiscreteAccessoryType.CLAMP; IfcDiscreteAccessoryType.USERDEFINED | PIPE ACCESSORIES | PIPE ACCESSORIES
SwitchePressureGas | (Pr_65_54_33_37 : Gas pressure switches) PIPE ACCESSORIES | Pr_65_54_33_37 | Gas pressure switches |  | PIPE ACCESSORIES | PIPE ACCESSORIES
TapGasLaboratory | (Pr_65_54_33_45 : Laboratory gas taps) PIPE ACCESSORIES | Pr_65_54_33_45 | Laboratory gas taps | IfcValveType.GASTAP | PIPE ACCESSORIES | PIPE ACCESSORIES
UnitValveGasMedical | (Pr_65_54_33_55 : Medical gas valve service units) PIPE ACCESSORIES | Pr_65_54_33_55 | Medical gas valve service units |  | PIPE ACCESSORIES | PIPE ACCESSORIES
ValveBallGas | (Pr_65_54_33_33 : Gas ball valves) PIPE ACCESSORIES | Pr_65_54_33_33 | Gas ball valves |  | PIPE ACCESSORIES | PIPE ACCESSORIES
ValveBlowdown | (Pr_65_54_85_08 : Blowdown valves) PIPE ACCESSORIES | Pr_65_54_85_08 | Blowdown valves |  | PIPE ACCESSORIES | PIPE ACCESSORIES
ValveButterflyGas | (Pr_65_54_33_35 : Gas butterfly valves) PIPE ACCESSORIES | Pr_65_54_33_35 | Gas butterfly valves |  | PIPE ACCESSORIES | PIPE ACCESSORIES
ValveCheckDiskOilFuel | (Pr_65_54_33_29 : Fuel oil disk check valves) PIPE ACCESSORIES | Pr_65_54_33_29 | Fuel oil disk check valves | IfcValveType.CHECK | PIPE ACCESSORIES | PIPE ACCESSORIES
ValveControlSelf | (Pr_65_54_85_79 : Self-operating control valves) PIPE ACCESSORIES | Pr_65_54_85_79 | Self-operating control valves |  | PIPE ACCESSORIES | PIPE ACCESSORIES
ValveEmergencyLPG | (Pr_65_54_33_49 : Liquefied petroleum gas (LPG) shut-off valves and emergency valves) PIPE ACCESSORIES | Pr_65_54_33_49 | Liquefied petroleum gas (LPG) shut-off valves and emergency valves | IfcValveType.SAFETYCUTOFF | PIPE ACCESSORIES | PIPE ACCESSORIES
ValveLineGasMedical | (Pr_65_54_33_51 : Medical gas line valves) PIPE ACCESSORIES | Pr_65_54_33_51 | Medical gas line valves |  | PIPE ACCESSORIES | PIPE ACCESSORIES
ValveLPG | (Pr_65_54_33_08 : Back check liquid petroleum gas (LPG) valves) PIPE ACCESSORIES | Pr_65_54_33_08 | Back check liquid petroleum gas (LPG) valves | IfcValveType.CHECK | PIPE ACCESSORIES | PIPE ACCESSORIES
ValvePlugIronCast | (Pr_65_54_33_11 : Cast iron plug valves) PIPE ACCESSORIES | Pr_65_54_33_11 | Cast iron plug valves |  | PIPE ACCESSORIES | PIPE ACCESSORIES
ValveRegulatingFlowIndustrial | (Pr_65_54_33_43 : Industrial vacuum flow regulating valves) PIPE ACCESSORIES | Pr_65_54_33_43 | Industrial vacuum flow regulating valves | IfcValveType.REGULATING | PIPE ACCESSORIES | PIPE ACCESSORIES
ValveRegulatingFlowMedical | (Pr_65_54_33_57 : Medical vacuum flow regulating valves) PIPE ACCESSORIES | Pr_65_54_33_57 | Medical vacuum flow regulating valves | IfcValveType.REGULATING | PIPE ACCESSORIES | PIPE ACCESSORIES
ValveReliefPressureLPG | (Pr_65_54_33_48 : Liquefied petroleum gas (LPG) pressure relief valves) PIPE ACCESSORIES | Pr_65_54_33_48 | Liquefied petroleum gas (LPG) pressure relief valves | IfcValveType.PRESSURERELIEF | PIPE ACCESSORIES | PIPE ACCESSORIES
ValveSafetyAirCompressed | (Pr_65_54_33_17 : Compressed air safety valves) PIPE ACCESSORIES | Pr_65_54_33_17 | Compressed air safety valves | IfcValveType.SAFETYCUTOFF | PIPE ACCESSORIES | PIPE ACCESSORIES
ValveSafetyGasLaboratory | (Pr_65_54_33_44 : Laboratory gas safety valves) PIPE ACCESSORIES | Pr_65_54_33_44 | Laboratory gas safety valves | IfcValveType.GASCOCK | PIPE ACCESSORIES | PIPE ACCESSORIES
ValveSafetyGasMechanical | (Pr_65_54_33_50 : Mechanical gas safety valves) PIPE ACCESSORIES | Pr_65_54_33_50 | Mechanical gas safety valves |  | PIPE ACCESSORIES | PIPE ACCESSORIES
ValveSolenoidGas | (Pr_65_54_33_38 : Gas solenoid valves) PIPE ACCESSORIES | Pr_65_54_33_38 | Gas solenoid valves |  | PIPE ACCESSORIES | PIPE ACCESSORIES
ValveSteamControl | (Pr_65_54_85_77 : Self-acting control steam valves) PIPE ACCESSORIES | Pr_65_54_85_77 | Self-acting control steam valves |  | PIPE ACCESSORIES | PIPE ACCESSORIES
ValveSteamControlActuated | (Pr_65_54_85_65 : Pneumatically actuated control steam valves) PIPE ACCESSORIES | Pr_65_54_85_65 | Pneumatically actuated control steam valves |  | PIPE ACCESSORIES | PIPE ACCESSORIES
ValveSteamControlPressure | (Pr_65_54_85_88 : Temperature and pressure control steam valves) PIPE ACCESSORIES | Pr_65_54_85_88 | Temperature and pressure control steam valves |  | PIPE ACCESSORIES | PIPE ACCESSORIES
ValveSupplyFuelLiquid | (Pr_65_54_33_03 : Anti-siphon liquid fuel supply valves) PIPE ACCESSORIES | Pr_65_54_33_03 | Anti-siphon liquid fuel supply valves |  | PIPE ACCESSORIES | PIPE ACCESSORIES
ValveTemperatureSteam | (Pr_65_54_85_78 : Self-acting steam temperature valves) PIPE ACCESSORIES | Pr_65_54_85_78 | Self-acting steam temperature valves |  | PIPE ACCESSORIES | PIPE ACCESSORIES
ValveWeightDropLinkFusible | (Pr_65_54_33_31 : Fusible link drop weight valves) PIPE ACCESSORIES | Pr_65_54_33_31 | Fusible link drop weight valves |  | PIPE ACCESSORIES | PIPE ACCESSORIES
VentAirPressureBalanced | (Pr_65_54_85_06 : Balanced pressure air vents) PIPE ACCESSORIES | Pr_65_54_85_06 | Balanced pressure air vents |  | PIPE ACCESSORIES | PIPE ACCESSORIES
VesselBlowdown | (Pr_65_55_85_08 : Blowdown vessels) PIPE ACCESSORIES | Pr_65_55_85_08 | Blowdown vessels |  | PIPE ACCESSORIES | PIPE ACCESSORIES
VesselRecoverySteam | (Pr_65_55_85_30 : Flash steam recovery vessels) PIPE ACCESSORIES | Pr_65_55_85_30 | Flash steam recovery vessels |  | PIPE ACCESSORIES | PIPE ACCESSORIES

## Object-FS
ObjectName (reverseCamel) | Description | Uniclass Pr | Uniclass Description | IFC4 | Revit Category | Group
BoxPlenum | (Pr_70_65_04_04 : Air plenum boxes) AIR TERMINALS | Pr_70_65_04_04 | Air plenum boxes |  | AIR TERMINALS | AIR TERMINALS
BoxPlenumFloor | (Pr_70_65_04_32 : Floor-mounted air plenum boxes) AIR TERMINALS | Pr_70_65_04_32 | Floor-mounted air plenum boxes |  | AIR TERMINALS | AIR TERMINALS
CowlVentilatorRoof | (Pr_70_65_04_77 : Roof ventilator cowls) AIR TERMINALS | Pr_70_65_04_77 | Roof ventilator cowls |  | AIR TERMINALS | AIR TERMINALS
Diffuser | (Pr_70_65_04_02 : Air diffusers) AIR TERMINALS | Pr_70_65_04_02 | Air diffusers | IfcAirTerminalType.DIFFUSER | AIR TERMINALS | AIR TERMINALS
DiffuserAdjustable | (Pr_70_65_04_02 : Air diffusers) AIR TERMINALS | Pr_70_65_04_02 | Air diffusers | IfcAirTerminalType.DIFFUSER | AIR TERMINALS | AIR TERMINALS
DiscValveEARound | (Pr_70_65_04_22 : Displacement ventilation diffusers) AIR TERMINALS | Pr_70_65_04_22 | Displacement ventilation diffusers | IfcAirTerminalType.DIFFUSER | AIR TERMINALS | AIR TERMINALS
DiscValveSARound | (Pr_70_65_04_22 : Displacement ventilation diffusers) AIR TERMINALS | Pr_70_65_04_22 | Displacement ventilation diffusers | IfcAirTerminalType.DIFFUSER | AIR TERMINALS | AIR TERMINALS
DiffuserCeiling | (Pr_70_65_04_22 : Displacement ventilation diffusers) AIR TERMINALS | Pr_70_65_04_22 | Displacement ventilation diffusers | IfcAirTerminalType.DIFFUSER | AIR TERMINALS | AIR TERMINALS
DiffuserEARectangular | (Pr_70_65_04_22 : Displacement ventilation diffusers) AIR TERMINALS | Pr_70_65_04_22 | Displacement ventilation diffusers | IfcAirTerminalType.DIFFUSER | AIR TERMINALS | AIR TERMINALS
DiffuserEARound | (Pr_70_65_04_22 : Displacement ventilation diffusers) AIR TERMINALS | Pr_70_65_04_22 | Displacement ventilation diffusers | IfcAirTerminalType.DIFFUSER | AIR TERMINALS | AIR TERMINALS
DiffuserFixed | (Pr_70_65_04_22 : Displacement ventilation diffusers) AIR TERMINALS | Pr_70_65_04_22 | Displacement ventilation diffusers | IfcAirTerminalType.DIFFUSER | AIR TERMINALS | AIR TERMINALS
DiffuserFloor | (Pr_70_65_04_31 : Floor-mounted air diffusers) AIR TERMINALS | Pr_70_65_04_31 | Floor-mounted air diffusers | IfcAirTerminalType.DIFFUSER | AIR TERMINALS | AIR TERMINALS
DiffuserJet | (Pr_70_65_04_44 : Jet diffusers) AIR TERMINALS | Pr_70_65_04_44 | Jet diffusers | IfcAirTerminalType.DIFFUSER | AIR TERMINALS | AIR TERMINALS
DiffuserLinear | (Pr_70_65_04_48 : Linear air diffusers) AIR TERMINALS | Pr_70_65_04_48 | Linear air diffusers | IfcAirTerminalType.DIFFUSER | AIR TERMINALS | AIR TERMINALS
DiffuserRAReturnRound | (Pr_70_65_04_22 : Displacement ventilation diffusers) AIR TERMINALS | Pr_70_65_04_22 | Displacement ventilation diffusers | IfcAirTerminalType.DIFFUSER | AIR TERMINALS | AIR TERMINALS
DiffuserSARectangular | (Pr_70_65_04_22 : Displacement ventilation diffusers) AIR TERMINALS | Pr_70_65_04_22 | Displacement ventilation diffusers | IfcAirTerminalType.DIFFUSER | AIR TERMINALS | AIR TERMINALS
DiffuserSARound | (Pr_70_65_04_22 : Displacement ventilation diffusers) AIR TERMINALS | Pr_70_65_04_22 | Displacement ventilation diffusers | IfcAirTerminalType.DIFFUSER | AIR TERMINALS | AIR TERMINALS
DiffuserSASwirlRectangular | (Pr_70_65_04_22 : Displacement ventilation diffusers) AIR TERMINALS | Pr_70_65_04_22 | Displacement ventilation diffusers | IfcAirTerminalType.DIFFUSER | AIR TERMINALS | AIR TERMINALS
DiffuserSASwirlRound | (Pr_70_65_04_22 : Displacement ventilation diffusers) AIR TERMINALS | Pr_70_65_04_22 | Displacement ventilation diffusers | IfcAirTerminalType.DIFFUSER | AIR TERMINALS | AIR TERMINALS
DiffuserSwirl | (Pr_70_65_04_86 : Swirl air diffusers) AIR TERMINALS | Pr_70_65_04_86 | Swirl air diffusers | IfcAirTerminalType.DIFFUSER | AIR TERMINALS | AIR TERMINALS
DiffuserVAV | (Pr_70_65_04_22 : Displacement ventilation diffusers) AIR TERMINALS | Pr_70_65_04_22 | Displacement ventilation diffusers | IfcAirTerminalType.DIFFUSER | AIR TERMINALS | AIR TERMINALS
DiffuserVentilation | (Pr_70_65_04_22 : Displacement ventilation diffusers) AIR TERMINALS | Pr_70_65_04_22 | Displacement ventilation diffusers | IfcAirTerminalType.DIFFUSER | AIR TERMINALS | AIR TERMINALS
DuctVentilation | (Pr_30_59_96_92 : Ventilation ducts) AIR TERMINALS | Pr_30_59_96_92 | Ventilation ducts | IfcAirTerminalType.USERDEFINED | AIR TERMINALS | AIR TERMINALS
GratingVentilation | (Pr_30_59_96_93 : Ventilation gratings) AIR TERMINALS | Pr_30_59_96_93 | Ventilation gratings | IfcAirTerminalType.USERDEFINED | AIR TERMINALS | AIR TERMINALS
Grille | (Pr_70_65_04_03 : Air grilles) AIR TERMINALS | Pr_70_65_04_03 | Air grilles | IfcAirTerminalType.GRILLE | AIR TERMINALS | AIR TERMINALS
GrilleSA | (Pr_70_65_04_03 : Air grilles) AIR TERMINALS | Pr_70_65_04_03 | Air grilles | IfcAirTerminalType.GRILLE | AIR TERMINALS | AIR TERMINALS
GrilleRA | (Pr_70_65_04_03 : Air grilles) AIR TERMINALS | Pr_70_65_04_03 | Air grilles | IfcAirTerminalType.GRILLE | AIR TERMINALS | AIR TERMINALS
GrilleFA | (Pr_70_65_04_03 : Air grilles) AIR TERMINALS | Pr_70_65_04_03 | Air grilles | IfcAirTerminalType.GRILLE | AIR TERMINALS | AIR TERMINALS
GrilleDirectional | (Pr_70_65_04_03 : Air grilles) AIR TERMINALS | Pr_70_65_04_03 | Air grilles | IfcAirTerminalType.GRILLE | AIR TERMINALS | AIR TERMINALS
GrilleDomestic | (Pr_70_65_04_24 : Domestic air diffusers and grilles) AIR TERMINALS | Pr_70_65_04_24 | Domestic air diffusers and grilles | IfcAirTerminalType.DIFFUSER; IfcAirTerminalType.GRILLE | AIR TERMINALS | AIR TERMINALS
GrilleEggcrate | (Pr_70_65_04_27 : Eggcrate grilles) AIR TERMINALS | Pr_70_65_04_27 | Eggcrate grilles | IfcAirTerminalType.GRILLE | AIR TERMINALS | AIR TERMINALS
GrilleFasciaEaves | (Pr_30_59_94_26 : Eaves fascia grilles) AIR TERMINALS | Pr_30_59_94_26 | Eaves fascia grilles | IfcAirTerminalType.GRILLE | AIR TERMINALS | AIR TERMINALS
GrilleNonVision | (Pr_70_65_04_57 : Non-vision grilles) AIR TERMINALS | Pr_70_65_04_57 | Non-vision grilles | IfcAirTerminalType.GRILLE | AIR TERMINALS | AIR TERMINALS
GrilleSoffit | (Pr_30_59_94_78 : Soffit grilles) AIR TERMINALS | Pr_30_59_94_78 | Soffit grilles | IfcAirTerminalType.GRILLE | AIR TERMINALS | AIR TERMINALS
GrilleTransfer | (Pr_30_59_94_06 : Air transfer grilles) AIR TERMINALS | Pr_30_59_94_06 | Air transfer grilles | IfcAirTerminalType.GRILLE | AIR TERMINALS | AIR TERMINALS
GrilleTransferFire | (Pr_30_59_94_31 : Fire-resisting air transfer grilles) AIR TERMINALS | Pr_30_59_94_31 | Fire-resisting air transfer grilles | IfcAirTerminalType.GRILLE | AIR TERMINALS | AIR TERMINALS
GrilleVentilation | (Pr_30_59_94_04 : Air ventilation grilles) AIR TERMINALS | Pr_30_59_94_04 | Air ventilation grilles | IfcAirTerminalType.GRILLE | AIR TERMINALS | AIR TERMINALS
GrilleVentingGas | (Pr_30_59_96_33 : Gas venting grilles) AIR TERMINALS | Pr_30_59_96_33 | Gas venting grilles | IfcAirTerminalType.GRILLE | AIR TERMINALS | AIR TERMINALS
GrilleWallExternal | (Pr_70_65_04_28 : External wall grilles) AIR TERMINALS | Pr_70_65_04_28 | External wall grilles | IfcAirTerminalType.GRILLE | AIR TERMINALS | AIR TERMINALS
GrilleWallMounted | (Pr_30_59_94_04 : Air ventilation grilles) AIR TERMINALS | Pr_30_59_94_04 | Air ventilation grilles | IfcAirTerminalType.GRILLE | AIR TERMINALS | AIR TERMINALS
GrilleSurfaceMounted | (Pr_30_59_94_04 : Air ventilation grilles) AIR TERMINALS | Pr_30_59_94_04 | Air ventilation grilles | IfcAirTerminalType.GRILLE | AIR TERMINALS | AIR TERMINALS
GrilleLinear | (Pr_30_59_94_04 : Air ventilation grilles) AIR TERMINALS | Pr_30_59_94_04 | Air ventilation grilles | IfcAirTerminalType.GRILLE | AIR TERMINALS | AIR TERMINALS
GrilleLinearPlenum | (Pr_30_59_94_04 : Air ventilation grilles) AIR TERMINALS | Pr_30_59_94_04 | Air ventilation grilles | IfcAirTerminalType.GRILLE | AIR TERMINALS | AIR TERMINALS
LouvreAluminium | (Pr_30_59_48_04 : Aluminium louvre panel units) AIR TERMINALS | Pr_30_59_48_04 | Aluminium louvre panel units | IfcAirTerminalType.LOUVRE | AIR TERMINALS | AIR TERMINALS
LouvreSteelCarbon | (Pr_30_59_48_13 : Carbon steel louvre panel units) AIR TERMINALS | Pr_30_59_48_13 | Carbon steel louvre panel units | IfcAirTerminalType.LOUVRE | AIR TERMINALS | AIR TERMINALS
LouvreSteelStainless | (Pr_30_59_48_85 : Stainless steel louvre panel units) AIR TERMINALS | Pr_30_59_48_85 | Stainless steel louvre panel units | IfcAirTerminalType.LOUVRE | AIR TERMINALS | AIR TERMINALS
LouvreWeatherSA | (Pr_70_65_04_28 : External wall grilles) AIR TERMINALS | Pr_70_65_04_28 | External wall grilles | IfcAirTerminalType.GRILLE | AIR TERMINALS | AIR TERMINALS
LouvreWeatherEA | (Pr_70_65_04_28 : External wall grilles) AIR TERMINALS | Pr_70_65_04_28 | External wall grilles | IfcAirTerminalType.GRILLE | AIR TERMINALS | AIR TERMINALS
LouvreWeather | (Pr_70_65_04_28 : External wall grilles) AIR TERMINALS | Pr_70_65_04_28 | External wall grilles | IfcAirTerminalType.GRILLE | AIR TERMINALS | AIR TERMINALS
LouvreWood | (Pr_30_59_48_98 : Wood louvre panel units) AIR TERMINALS | Pr_30_59_48_98 | Wood louvre panel units | IfcAirTerminalType.LOUVRE | AIR TERMINALS | AIR TERMINALS
OutletVentGround | (Pr_30_59_96_35 : Ground level vent outlets) AIR TERMINALS | Pr_30_59_96_35 | Ground level vent outlets | IfcAirTerminalType.USERDEFINED | AIR TERMINALS | AIR TERMINALS
PanelFlowLaminar | (Pr_70_65_04_46 : Laminar flow panels) AIR TERMINALS | Pr_70_65_04_46 | Laminar flow panels |  | AIR TERMINALS | AIR TERMINALS
RegisterSidewall | (Pr_70_65_04_84 : Specialist air terminals) AIR TERMINALS | Pr_70_65_04_84 | Specialist air terminals |  | AIR TERMINALS | AIR TERMINALS
ShutterSmokeFire | (Pr_30_59_94_32 : Fire-resisting air transfer grilles with smoke shutters) AIR TERMINALS | Pr_30_59_94_32 | Fire-resisting air transfer grilles with smoke shutters | IfcAirTerminalType.GRILLE | AIR TERMINALS | AIR TERMINALS
TerminalFloorMounted | (Pr_70_65_04_84 : Specialist air terminals) AIR TERMINALS | Pr_70_65_04_84 | Specialist air terminals |  | AIR TERMINALS | AIR TERMINALS
TerminalRidgeRoof | (Pr_70_65_04_73 : Roof ridge air terminals) AIR TERMINALS | Pr_70_65_04_73 | Roof ridge air terminals |  | AIR TERMINALS | AIR TERMINALS
TerminalSlopeRoof | (Pr_70_65_04_75 : Roof slope air terminals) AIR TERMINALS | Pr_70_65_04_75 | Roof slope air terminals |  | AIR TERMINALS | AIR TERMINALS
TerminalSpecialist | (Pr_70_65_04_84 : Specialist air terminals) AIR TERMINALS | Pr_70_65_04_84 | Specialist air terminals |  | AIR TERMINALS | AIR TERMINALS
TerminalStackRoof | (Pr_70_65_04_76 : Roof stack air terminals) AIR TERMINALS | Pr_70_65_04_76 | Roof stack air terminals |  | AIR TERMINALS | AIR TERMINALS
TerminalTransfer | (Pr_70_65_04_84 : Specialist air terminals) AIR TERMINALS | Pr_70_65_04_84 | Specialist air terminals |  | AIR TERMINALS | AIR TERMINALS
UnitLouvreMirror | (Pr_30_59_48_52 : Mirror louvre units) AIR TERMINALS | Pr_30_59_48_52 | Mirror louvre units | IfcAirTerminalType.LOUVRE | AIR TERMINALS | AIR TERMINALS
VentilatorCavity | (Pr_30_59_96_11 : Cavity ventilators) AIR TERMINALS | Pr_30_59_96_11 | Cavity ventilators | IfcAirTerminalType.USERDEFINED | AIR TERMINALS | AIR TERMINALS
VentTrickle | (Pr_30_59_94_90 : Trickle vents) AIR TERMINALS | Pr_30_59_94_90 | Trickle vents | IfcAirTerminalType.USERDEFINED | AIR TERMINALS | AIR TERMINALS
AttenuatorSoundCircular | (Pr_65_67_78_12 : Circular attenuators) DUCT ACCESSORIES | Pr_65_67_78_12 | Circular attenuators | IfcDuctSilencerType.ROUND | DUCT ACCESSORIES | DUCT ACCESSORIES
AttenuatorSoundRound | (Pr_65_67_78_12 : Circular attenuators) DUCT ACCESSORIES | Pr_65_67_78_12 | Circular attenuators | IfcDuctSilencerType.ROUND | DUCT ACCESSORIES | DUCT ACCESSORIES
AttenuatorSoundRoundPod | (Pr_65_67_78_12 : Circular attenuators) DUCT ACCESSORIES | Pr_65_67_78_12 | Circular attenuators | IfcDuctSilencerType.ROUND | DUCT ACCESSORIES | DUCT ACCESSORIES
AttenuatorSoundElbow | (Pr_65_67_78_72 : Rectangular attenuators) DUCT ACCESSORIES | Pr_65_67_78_72 | Rectangular attenuators | IfcDuctSilencerType.RECTANGULAR | DUCT ACCESSORIES | DUCT ACCESSORIES
AttenuatorSoundRectangular | (Pr_65_67_78_72 : Rectangular attenuators) DUCT ACCESSORIES | Pr_65_67_78_72 | Rectangular attenuators | IfcDuctSilencerType.RECTANGULAR | DUCT ACCESSORIES | DUCT ACCESSORIES
AttenuatorSoundStraight | (Pr_65_67_78_72 : Rectangular attenuators) DUCT ACCESSORIES | Pr_65_67_78_72 | Rectangular attenuators | IfcDuctSilencerType.RECTANGULAR | DUCT ACCESSORIES | DUCT ACCESSORIES
AttenuatorSoundInLine | (Pr_65_67_78_12 : Circular attenuators) DUCT ACCESSORIES | Pr_65_67_78_12 | Circular attenuators | IfcDuctSilencerType.ROUND | DUCT ACCESSORIES | DUCT ACCESSORIES
BoxControl | (Pr_65_65_24_93 : Variable air volume boxes) DUCT ACCESSORIES | Pr_65_65_24_93 | Variable air volume boxes | IfcDamperType.CONTROLDAMPER | DUCT ACCESSORIES | DUCT ACCESSORIES
BoxFilter | (Pr_60_55_97_41 : Inline filter units) DUCT ACCESSORIES | Pr_60_55_97_41 | Inline filter units | IfcFilterType.AIRPARTICLEFILTER | DUCT ACCESSORIES | DUCT ACCESSORIES
BoxVolumeConstant | (Pr_65_65_24_16 : Constant volume boxes) DUCT ACCESSORIES | Pr_65_65_24_16 | Constant volume boxes | IfcDamperType.CONTROLDAMPER | DUCT ACCESSORIES | DUCT ACCESSORIES
BoxPlenumFireRated | (Pr_65_65_24_16 : Constant volume boxes) DUCT ACCESSORIES | Pr_65_65_24_16 | Constant volume boxes | IfcDamperType.CONTROLDAMPER | DUCT ACCESSORIES | DUCT ACCESSORIES
BoxPlenumReturn | (Pr_65_65_24_16 : Constant volume boxes) DUCT ACCESSORIES | Pr_65_65_24_16 | Constant volume boxes | IfcDamperType.CONTROLDAMPER | DUCT ACCESSORIES | DUCT ACCESSORIES
BoxPlenumSupply | (Pr_65_65_24_16 : Constant volume boxes) DUCT ACCESSORIES | Pr_65_65_24_16 | Constant volume boxes | IfcDamperType.CONTROLDAMPER | DUCT ACCESSORIES | DUCT ACCESSORIES
CleanerParticleAir | (Pr_65_57_02_04 : Air particle cleaners) DUCT ACCESSORIES | Pr_65_57_02_04 | Air particle cleaners | IfcFilterType.AIRPARTICLEFILTER | DUCT ACCESSORIES | DUCT ACCESSORIES
CleanerVapourAir | (Pr_65_57_02_03 : Air gas and vapour cleaners) DUCT ACCESSORIES | Pr_65_57_02_03 | Air gas and vapour cleaners | IfcFilterType.USERDEFINED | DUCT ACCESSORIES | DUCT ACCESSORIES
DamperBackdraft | (Pr_65_65_24_56 : Non-return dampers) DUCT ACCESSORIES | Pr_65_65_24_56 | Non-return dampers | IfcDamperType.BALANCINGDAMPER | DUCT ACCESSORIES | DUCT ACCESSORIES
DamperBalancingRectangular | (Pr_65_65_24_95 : Volume control dampers) DUCT ACCESSORIES | Pr_65_65_24_95 | Volume control dampers | IfcDamperType.BALANCINGDAMPER | DUCT ACCESSORIES | DUCT ACCESSORIES
DamperBalancingCircular | (Pr_65_65_24_95 : Volume control dampers) DUCT ACCESSORIES | Pr_65_65_24_95 | Volume control dampers | IfcDamperType.BALANCINGDAMPER | DUCT ACCESSORIES | DUCT ACCESSORIES
DamperBalancing | (Pr_65_65_24_95 : Volume control dampers) DUCT ACCESSORIES | Pr_65_65_24_95 | Volume control dampers | IfcDamperType.BALANCINGDAMPER | DUCT ACCESSORIES | DUCT ACCESSORIES
DamperControlZone | (Pr_65_65_24_95 : Volume control dampers) DUCT ACCESSORIES | Pr_65_65_24_95 | Volume control dampers | IfcDamperType.BALANCINGDAMPER | DUCT ACCESSORIES | DUCT ACCESSORIES
DamperFire | (Pr_65_65_24_30 : Fire dampers) DUCT ACCESSORIES | Pr_65_65_24_30 | Fire dampers | IfcDamperType.FIREDAMPER | DUCT ACCESSORIES | DUCT ACCESSORIES
DamperFireRectangular | (Pr_65_65_24_30 : Fire dampers) DUCT ACCESSORIES | Pr_65_65_24_30 | Fire dampers | IfcDamperType.FIREDAMPER | DUCT ACCESSORIES | DUCT ACCESSORIES
DamperFireRound | (Pr_65_65_24_30 : Fire dampers) DUCT ACCESSORIES | Pr_65_65_24_30 | Fire dampers | IfcDamperType.FIREDAMPER | DUCT ACCESSORIES | DUCT ACCESSORIES
DamperFireIntumescent | (Pr_65_65_24_42 : Intumescent fire and smoke dampers) DUCT ACCESSORIES | Pr_65_65_24_42 | Intumescent fire and smoke dampers | IfcDamperType.FIRESMOKEDAMPER | DUCT ACCESSORIES | DUCT ACCESSORIES
DamperRadiation | (Pr_65_65_24_95 : Volume control dampers) DUCT ACCESSORIES | Pr_65_65_24_95 | Volume control dampers | IfcDamperType.BALANCINGDAMPER | DUCT ACCESSORIES | DUCT ACCESSORIES
DamperMotorized | (Pr_75_50_02_53 : Motor-driven damper actuators) DUCT ACCESSORIES | Pr_75_50_02_53 | Motor-driven damper actuators | IfcDamperType.CONTROLDAMPER | DUCT ACCESSORIES | DUCT ACCESSORIES
DamperNonReturn | (Pr_65_65_24_56 : Non-return dampers) DUCT ACCESSORIES | Pr_65_65_24_56 | Non-return dampers | IfcDamperType.BALANCINGDAMPER | DUCT ACCESSORIES | DUCT ACCESSORIES
DamperReliefPressure | (Pr_65_65_24_68 : Pressure relief dampers) DUCT ACCESSORIES | Pr_65_65_24_68 | Pressure relief dampers | IfcDamperType.RELIEFDAMPER | DUCT ACCESSORIES | DUCT ACCESSORIES
DampersControlVolume | (Pr_65_65_24_95 : Volume control dampers) DUCT ACCESSORIES | Pr_65_65_24_95 | Volume control dampers | IfcDamperType.CONTROLDAMPER | DUCT ACCESSORIES | DUCT ACCESSORIES
DamperShutOff | (Pr_65_65_24_78 : Shut-off dampers) DUCT ACCESSORIES | Pr_65_65_24_78 | Shut-off dampers | IfcDamperType.CONTROLDAMPER | DUCT ACCESSORIES | DUCT ACCESSORIES
DamperSmoke | (Pr_65_65_24_29 : Fire and smoke dampers) DUCT ACCESSORIES | Pr_65_65_24_29 | Fire and smoke dampers | IfcDamperType.FIRESMOKEDAMPER | DUCT ACCESSORIES | DUCT ACCESSORIES
DamperVolume | (Pr_65_65_24_95 : Volume control dampers) DUCT ACCESSORIES | Pr_65_65_24_95 | Volume control dampers | IfcDamperType.CONTROLDAMPER | DUCT ACCESSORIES | DUCT ACCESSORIES
DamperVolumeFireRated | (Pr_65_65_24_95 : Volume control dampers) DUCT ACCESSORIES | Pr_65_65_24_95 | Volume control dampers | IfcDamperType.CONTROLDAMPER | DUCT ACCESSORIES | DUCT ACCESSORIES
DamperVolumeManual | (Pr_65_65_24_95 : Volume control dampers) DUCT ACCESSORIES | Pr_65_65_24_95 | Volume control dampers | IfcDamperType.CONTROLDAMPER | DUCT ACCESSORIES | DUCT ACCESSORIES
DamperVolumeMotorized | (Pr_65_65_24_95 : Volume control dampers) DUCT ACCESSORIES | Pr_65_65_24_95 | Volume control dampers | IfcDamperType.CONTROLDAMPER | DUCT ACCESSORIES | DUCT ACCESSORIES
DampeSmoke | (Pr_65_65_24_80 : Smoke dampers) DUCT ACCESSORIES | Pr_65_65_24_80 | Smoke dampers | IfcDamperType.CONTROLDAMPER | DUCT ACCESSORIES | DUCT ACCESSORIES
DeviceSafetyRefrigerant | (Pr_65_54_33_70 : Refrigerant safety devices) DUCT ACCESSORIES | Pr_65_54_33_70 | Refrigerant safety devices | IfcValveType.SAFETYCUTOFF | DUCT ACCESSORIES | DUCT ACCESSORIES
DoorAccessDuctwork | (Pr_65_65_23_25 : Ductwork access doorsets) DUCT ACCESSORIES | Pr_65_65_23_25 | Ductwork access doorsets | IfcDoorType.USERDEFINED | DUCT ACCESSORIES | DUCT ACCESSORIES
DoorAccessAcoustic | (Pr_65_65_23_25 : Ductwork access doorsets) DUCT ACCESSORIES | Pr_65_65_23_25 | Ductwork access doorsets | IfcDoorType.USERDEFINED | DUCT ACCESSORIES | DUCT ACCESSORIES
DoorAccessFireRated | (Pr_65_65_23_25 : Ductwork access doorsets) DUCT ACCESSORIES | Pr_65_65_23_25 | Ductwork access doorsets | IfcDoorType.USERDEFINED | DUCT ACCESSORIES | DUCT ACCESSORIES
DoorAccessStandard | (Pr_65_65_23_25 : Ductwork access doorsets) DUCT ACCESSORIES | Pr_65_65_23_25 | Ductwork access doorsets | IfcDoorType.USERDEFINED | DUCT ACCESSORIES | DUCT ACCESSORIES
FilterAirBag | (Pr_65_57_02_07 : Bag air filters) DUCT ACCESSORIES | Pr_65_57_02_07 | Bag air filters | IfcFilterType.AIRPARTICLEFILTER | DUCT ACCESSORIES | DUCT ACCESSORIES
FilterAirCarbon | (Pr_65_57_02_02 : Activated carbon air filters) DUCT ACCESSORIES | Pr_65_57_02_02 | Activated carbon air filters | IfcFilterType.AIRPARTICLEFILTER | DUCT ACCESSORIES | DUCT ACCESSORIES
FilterAirElectrostatic | (Pr_65_57_02_25 : Duct-mounted modular electrostatic air filters) DUCT ACCESSORIES | Pr_65_57_02_25 | Duct-mounted modular electrostatic air filters | IfcFilterType.AIRPARTICLEFILTER | DUCT ACCESSORIES | DUCT ACCESSORIES
FilterAirEPA | (Pr_65_57_02_26 : Efficient particulate arrestor (EPA) air filters) DUCT ACCESSORIES | Pr_65_57_02_26 | Efficient particulate arrestor (EPA) air filters | IfcFilterType.AIRPARTICLEFILTER | DUCT ACCESSORIES | DUCT ACCESSORIES
FilterAirGrease | (Pr_65_57_02_06 : Baffle grease air filters) DUCT ACCESSORIES | Pr_65_57_02_06 | Baffle grease air filters | IfcFilterType.AIRPARTICLEFILTER | DUCT ACCESSORIES | DUCT ACCESSORIES
FilterAirGreaseCartridge | (Pr_65_57_02_11 : Cartridge grease air filters) DUCT ACCESSORIES | Pr_65_57_02_11 | Cartridge grease air filters | IfcFilterType.AIRPARTICLEFILTER | DUCT ACCESSORIES | DUCT ACCESSORIES
FilterAirGreaseMist | (Pr_65_57_02_15 : Cold water mist grease air filters) DUCT ACCESSORIES | Pr_65_57_02_15 | Cold water mist grease air filters | IfcFilterType.AIRPARTICLEFILTER | DUCT ACCESSORIES | DUCT ACCESSORIES
FilterAirGreaseWash | (Pr_65_57_02_96 : Water wash grease air filters) DUCT ACCESSORIES | Pr_65_57_02_96 | Water wash grease air filters | IfcFilterType.AIRPARTICLEFILTER | DUCT ACCESSORIES | DUCT ACCESSORIES
FilterAirHEPA | (Pr_65_57_02_37 : High efficiency particle arrestor (HEPA) air filters) DUCT ACCESSORIES | Pr_65_57_02_37 | High efficiency particle arrestor (HEPA) air filters | IfcFilterType.AIRPARTICLEFILTER | DUCT ACCESSORIES | DUCT ACCESSORIES
FilterAirMesh | (Pr_65_57_02_52 : Mesh air filters) DUCT ACCESSORIES | Pr_65_57_02_52 | Mesh air filters | IfcFilterType.AIRPARTICLEFILTER | DUCT ACCESSORIES | DUCT ACCESSORIES
FilterAirPanel | (Pr_65_57_02_66 : Panel air filters) DUCT ACCESSORIES | Pr_65_57_02_66 | Panel air filters | IfcFilterType.AIRPARTICLEFILTER | DUCT ACCESSORIES | DUCT ACCESSORIES
FilterAirULPA | (Pr_65_57_02_92 : Ultra-low particle arrestor (ULPA) air filters) DUCT ACCESSORIES | Pr_65_57_02_92 | Ultra-low particle arrestor (ULPA) air filters | IfcFilterType.AIRPARTICLEFILTER | DUCT ACCESSORIES | DUCT ACCESSORIES
FilterCyclone | (Pr_65_57_02_20 : Cyclone filters) DUCT ACCESSORIES | Pr_65_57_02_20 | Cyclone filters | IfcFilterType.AIRPARTICLEFILTER | DUCT ACCESSORIES | DUCT ACCESSORIES
FilterFabric | (Pr_65_57_02_29 : Fabric filters) DUCT ACCESSORIES | Pr_65_57_02_29 | Fabric filters | IfcFilterType.AIRPARTICLEFILTER | DUCT ACCESSORIES | DUCT ACCESSORIES
FilterGreaseMesh | (Pr_65_57_02_53 : Mesh impingement grease filters) DUCT ACCESSORIES | Pr_65_57_02_53 | Mesh impingement grease filters | IfcFilterType.AIRPARTICLEFILTER | DUCT ACCESSORIES | DUCT ACCESSORIES
FilterGreaseUltraviolet | (Pr_65_57_02_93 : Ultraviolet light grease filters) DUCT ACCESSORIES | Pr_65_57_02_93 | Ultraviolet light grease filters | IfcFilterType.AIRPARTICLEFILTER | DUCT ACCESSORIES | DUCT ACCESSORIES
FilterScrubberWet | (Pr_65_57_02_97 : Wet scrubber filters) DUCT ACCESSORIES | Pr_65_57_02_97 | Wet scrubber filters | IfcFilterType.AIRPARTICLEFILTER | DUCT ACCESSORIES | DUCT ACCESSORIES
FlapControlPressure | (Pr_65_65_24_66 : Pressure control flaps) DUCT ACCESSORIES | Pr_65_65_24_66 | Pressure control flaps | IfcDamperType.CONTROLDAMPER | DUCT ACCESSORIES | DUCT ACCESSORIES
PanelAccessDuct | (Pr_65_65_23_20 : Duct access panels) DUCT ACCESSORIES | Pr_65_65_23_20 | Duct access panels | IfcDoorType.USERDEFINED | DUCT ACCESSORIES | DUCT ACCESSORIES
PanelControlValve | (Pr_75_50_20_95 : Valve control panels) DUCT ACCESSORIES | Pr_75_50_20_95 | Valve control panels | IfcDamperType.CONTROLDAMPER | DUCT ACCESSORIES | DUCT ACCESSORIES
CapEndOval | (Pr_65_65_25_13 : Circular plastics ductwork and fittings) DUCT FITTINGS | Pr_65_65_25_13 | Circular plastics ductwork and fittings | IfcDuctFittingType.BEND; IfcDuctFittingType.CONNECTOR; IfcDuctFittingType.ENTRY; IfcDuctFittingType.EXIT; IfcDuctFittingType.JUNCTION; IfcDuctFittingType.OBSTRUCTION; IfcDuctFittingType.TRANSITION; IfcDuctFittingType.USERDEFINED; IfcDuctSegmentType.FLEXIBLESEGMENT; IfcDuctSegmentType.RIGIDSEGMENT; IfcDuctSegmentType.USERDEFINED | DUCT FITTINGS | DUCT FITTINGS
CapEndRectangular | (Pr_65_65_25_13 : Circular plastics ductwork and fittings) DUCT FITTINGS | Pr_65_65_25_13 | Circular plastics ductwork and fittings | IfcDuctFittingType.BEND; IfcDuctFittingType.CONNECTOR; IfcDuctFittingType.ENTRY; IfcDuctFittingType.EXIT; IfcDuctFittingType.JUNCTION; IfcDuctFittingType.OBSTRUCTION; IfcDuctFittingType.TRANSITION; IfcDuctFittingType.USERDEFINED; IfcDuctSegmentType.FLEXIBLESEGMENT; IfcDuctSegmentType.RIGIDSEGMENT; IfcDuctSegmentType.USERDEFINED | DUCT FITTINGS | DUCT FITTINGS
CapEndRound | (Pr_65_65_25_13 : Circular plastics ductwork and fittings) DUCT FITTINGS | Pr_65_65_25_13 | Circular plastics ductwork and fittings | IfcDuctFittingType.BEND; IfcDuctFittingType.CONNECTOR; IfcDuctFittingType.ENTRY; IfcDuctFittingType.EXIT; IfcDuctFittingType.JUNCTION; IfcDuctFittingType.OBSTRUCTION; IfcDuctFittingType.TRANSITION; IfcDuctFittingType.USERDEFINED; IfcDuctSegmentType.FLEXIBLESEGMENT; IfcDuctSegmentType.RIGIDSEGMENT; IfcDuctSegmentType.USERDEFINED | DUCT FITTINGS | DUCT FITTINGS
ConnectorDuctFlex | (Pr_65_65_25_13 : Circular plastics ductwork and fittings) DUCT FITTINGS | Pr_65_65_25_13 | Circular plastics ductwork and fittings | IfcDuctFittingType.BEND; IfcDuctFittingType.CONNECTOR; IfcDuctFittingType.ENTRY; IfcDuctFittingType.EXIT; IfcDuctFittingType.JUNCTION; IfcDuctFittingType.OBSTRUCTION; IfcDuctFittingType.TRANSITION; IfcDuctFittingType.USERDEFINED; IfcDuctSegmentType.FLEXIBLESEGMENT; IfcDuctSegmentType.RIGIDSEGMENT; IfcDuctSegmentType.USERDEFINED | DUCT FITTINGS | DUCT FITTINGS
ConnectorFlexRectangular | (Pr_65_65_25_13 : Circular plastics ductwork and fittings) DUCT FITTINGS | Pr_65_65_25_13 | Circular plastics ductwork and fittings | IfcDuctFittingType.BEND; IfcDuctFittingType.CONNECTOR; IfcDuctFittingType.ENTRY; IfcDuctFittingType.EXIT; IfcDuctFittingType.JUNCTION; IfcDuctFittingType.OBSTRUCTION; IfcDuctFittingType.TRANSITION; IfcDuctFittingType.USERDEFINED; IfcDuctSegmentType.FLEXIBLESEGMENT; IfcDuctSegmentType.RIGIDSEGMENT; IfcDuctSegmentType.USERDEFINED | DUCT FITTINGS | DUCT FITTINGS
ConnectorFlexRound | (Pr_65_65_25_13 : Circular plastics ductwork and fittings) DUCT FITTINGS | Pr_65_65_25_13 | Circular plastics ductwork and fittings | IfcDuctFittingType.BEND; IfcDuctFittingType.CONNECTOR; IfcDuctFittingType.ENTRY; IfcDuctFittingType.EXIT; IfcDuctFittingType.JUNCTION; IfcDuctFittingType.OBSTRUCTION; IfcDuctFittingType.TRANSITION; IfcDuctFittingType.USERDEFINED; IfcDuctSegmentType.FLEXIBLESEGMENT; IfcDuctSegmentType.RIGIDSEGMENT; IfcDuctSegmentType.USERDEFINED | DUCT FITTINGS | DUCT FITTINGS
ConnectorFlanged | (Pr_65_65_25_13 : Circular plastics ductwork and fittings) DUCT FITTINGS | Pr_65_65_25_13 | Circular plastics ductwork and fittings | IfcDuctFittingType.BEND; IfcDuctFittingType.CONNECTOR; IfcDuctFittingType.ENTRY; IfcDuctFittingType.EXIT; IfcDuctFittingType.JUNCTION; IfcDuctFittingType.OBSTRUCTION; IfcDuctFittingType.TRANSITION; IfcDuctFittingType.USERDEFINED; IfcDuctSegmentType.FLEXIBLESEGMENT; IfcDuctSegmentType.RIGIDSEGMENT; IfcDuctSegmentType.USERDEFINED | DUCT FITTINGS | DUCT FITTINGS
CrossBranch4Way | (Pr_65_65_25_13 : Circular plastics ductwork and fittings) DUCT FITTINGS | Pr_65_65_25_13 | Circular plastics ductwork and fittings | IfcDuctFittingType.BEND; IfcDuctFittingType.CONNECTOR; IfcDuctFittingType.ENTRY; IfcDuctFittingType.EXIT; IfcDuctFittingType.JUNCTION; IfcDuctFittingType.OBSTRUCTION; IfcDuctFittingType.TRANSITION; IfcDuctFittingType.USERDEFINED; IfcDuctSegmentType.FLEXIBLESEGMENT; IfcDuctSegmentType.RIGIDSEGMENT; IfcDuctSegmentType.USERDEFINED | DUCT FITTINGS | DUCT FITTINGS
CrossRectangular | (Pr_65_65_25_13 : Circular plastics ductwork and fittings) DUCT FITTINGS | Pr_65_65_25_13 | Circular plastics ductwork and fittings | IfcDuctFittingType.BEND; IfcDuctFittingType.CONNECTOR; IfcDuctFittingType.ENTRY; IfcDuctFittingType.EXIT; IfcDuctFittingType.JUNCTION; IfcDuctFittingType.OBSTRUCTION; IfcDuctFittingType.TRANSITION; IfcDuctFittingType.USERDEFINED; IfcDuctSegmentType.FLEXIBLESEGMENT; IfcDuctSegmentType.RIGIDSEGMENT; IfcDuctSegmentType.USERDEFINED | DUCT FITTINGS | DUCT FITTINGS
CrossReducing | (Pr_65_65_25_13 : Circular plastics ductwork and fittings) DUCT FITTINGS | Pr_65_65_25_13 | Circular plastics ductwork and fittings | IfcDuctFittingType.BEND; IfcDuctFittingType.CONNECTOR; IfcDuctFittingType.ENTRY; IfcDuctFittingType.EXIT; IfcDuctFittingType.JUNCTION; IfcDuctFittingType.OBSTRUCTION; IfcDuctFittingType.TRANSITION; IfcDuctFittingType.USERDEFINED; IfcDuctSegmentType.FLEXIBLESEGMENT; IfcDuctSegmentType.RIGIDSEGMENT; IfcDuctSegmentType.USERDEFINED | DUCT FITTINGS | DUCT FITTINGS
CrossRound | (Pr_65_65_25_13 : Circular plastics ductwork and fittings) DUCT FITTINGS | Pr_65_65_25_13 | Circular plastics ductwork and fittings | IfcDuctFittingType.BEND; IfcDuctFittingType.CONNECTOR; IfcDuctFittingType.ENTRY; IfcDuctFittingType.EXIT; IfcDuctFittingType.JUNCTION; IfcDuctFittingType.OBSTRUCTION; IfcDuctFittingType.TRANSITION; IfcDuctFittingType.USERDEFINED; IfcDuctSegmentType.FLEXIBLESEGMENT; IfcDuctSegmentType.RIGIDSEGMENT; IfcDuctSegmentType.USERDEFINED | DUCT FITTINGS | DUCT FITTINGS
CrossStraight | (Pr_65_65_25_13 : Circular plastics ductwork and fittings) DUCT FITTINGS | Pr_65_65_25_13 | Circular plastics ductwork and fittings | IfcDuctFittingType.BEND; IfcDuctFittingType.CONNECTOR; IfcDuctFittingType.ENTRY; IfcDuctFittingType.EXIT; IfcDuctFittingType.JUNCTION; IfcDuctFittingType.OBSTRUCTION; IfcDuctFittingType.TRANSITION; IfcDuctFittingType.USERDEFINED; IfcDuctSegmentType.FLEXIBLESEGMENT; IfcDuctSegmentType.RIGIDSEGMENT; IfcDuctSegmentType.USERDEFINED | DUCT FITTINGS | DUCT FITTINGS
DuctPanelsAccess | (Pr_65_65_23_25 : Ductwork access doorsets) DUCT ACCESSORIES | Pr_65_65_23_25 | Ductwork access doorsets | IfcDoorType.USERDEFINED | DUCT ACCESSORIES | DUCT FITTINGS
DuctworkFlexible | (Pr_65_65_25_32 : Flexible ductwork) DUCT FITTINGS | Pr_65_65_25_32 | Flexible ductwork | IfcDuctSegmentType.FLEXIBLESEGMENT | DUCT FITTINGS | DUCT FITTINGS
ElbowDuctFlexible | (Pr_65_65_25_13 : Circular plastics ductwork and fittings) DUCT FITTINGS | Pr_65_65_25_13 | Circular plastics ductwork and fittings | IfcDuctFittingType.BEND; IfcDuctFittingType.CONNECTOR; IfcDuctFittingType.ENTRY; IfcDuctFittingType.EXIT; IfcDuctFittingType.JUNCTION; IfcDuctFittingType.OBSTRUCTION; IfcDuctFittingType.TRANSITION; IfcDuctFittingType.USERDEFINED; IfcDuctSegmentType.FLEXIBLESEGMENT; IfcDuctSegmentType.RIGIDSEGMENT; IfcDuctSegmentType.USERDEFINED | DUCT FITTINGS | DUCT FITTINGS
ElbowMitered | (Pr_65_65_25_13 : Circular plastics ductwork and fittings) DUCT FITTINGS | Pr_65_65_25_13 | Circular plastics ductwork and fittings | IfcDuctFittingType.BEND; IfcDuctFittingType.CONNECTOR; IfcDuctFittingType.ENTRY; IfcDuctFittingType.EXIT; IfcDuctFittingType.JUNCTION; IfcDuctFittingType.OBSTRUCTION; IfcDuctFittingType.TRANSITION; IfcDuctFittingType.USERDEFINED; IfcDuctSegmentType.FLEXIBLESEGMENT; IfcDuctSegmentType.RIGIDSEGMENT; IfcDuctSegmentType.USERDEFINED | DUCT FITTINGS | DUCT FITTINGS
ElbowMiteredRectangular | (Pr_65_65_25_13 : Circular plastics ductwork and fittings) DUCT FITTINGS | Pr_65_65_25_13 | Circular plastics ductwork and fittings | IfcDuctFittingType.BEND; IfcDuctFittingType.CONNECTOR; IfcDuctFittingType.ENTRY; IfcDuctFittingType.EXIT; IfcDuctFittingType.JUNCTION; IfcDuctFittingType.OBSTRUCTION; IfcDuctFittingType.TRANSITION; IfcDuctFittingType.USERDEFINED; IfcDuctSegmentType.FLEXIBLESEGMENT; IfcDuctSegmentType.RIGIDSEGMENT; IfcDuctSegmentType.USERDEFINED | DUCT FITTINGS | DUCT FITTINGS
ElbowOval | (Pr_65_65_25_13 : Circular plastics ductwork and fittings) DUCT FITTINGS | Pr_65_65_25_13 | Circular plastics ductwork and fittings | IfcDuctFittingType.BEND; IfcDuctFittingType.CONNECTOR; IfcDuctFittingType.ENTRY; IfcDuctFittingType.EXIT; IfcDuctFittingType.JUNCTION; IfcDuctFittingType.OBSTRUCTION; IfcDuctFittingType.TRANSITION; IfcDuctFittingType.USERDEFINED; IfcDuctSegmentType.FLEXIBLESEGMENT; IfcDuctSegmentType.RIGIDSEGMENT; IfcDuctSegmentType.USERDEFINED | DUCT FITTINGS | DUCT FITTINGS
ElbowRadius | (Pr_65_65_25_13 : Circular plastics ductwork and fittings) DUCT FITTINGS | Pr_65_65_25_13 | Circular plastics ductwork and fittings | IfcDuctFittingType.BEND; IfcDuctFittingType.CONNECTOR; IfcDuctFittingType.ENTRY; IfcDuctFittingType.EXIT; IfcDuctFittingType.JUNCTION; IfcDuctFittingType.OBSTRUCTION; IfcDuctFittingType.TRANSITION; IfcDuctFittingType.USERDEFINED; IfcDuctSegmentType.FLEXIBLESEGMENT; IfcDuctSegmentType.RIGIDSEGMENT; IfcDuctSegmentType.USERDEFINED | DUCT FITTINGS | DUCT FITTINGS
ElbowRadiusLongRound | (Pr_65_65_25_13 : Circular plastics ductwork and fittings) DUCT FITTINGS | Pr_65_65_25_13 | Circular plastics ductwork and fittings | IfcDuctFittingType.BEND; IfcDuctFittingType.CONNECTOR; IfcDuctFittingType.ENTRY; IfcDuctFittingType.EXIT; IfcDuctFittingType.JUNCTION; IfcDuctFittingType.OBSTRUCTION; IfcDuctFittingType.TRANSITION; IfcDuctFittingType.USERDEFINED; IfcDuctSegmentType.FLEXIBLESEGMENT; IfcDuctSegmentType.RIGIDSEGMENT; IfcDuctSegmentType.USERDEFINED | DUCT FITTINGS | DUCT FITTINGS
ElbowRectangular | (Pr_65_65_25_13 : Circular plastics ductwork and fittings) DUCT FITTINGS | Pr_65_65_25_13 | Circular plastics ductwork and fittings | IfcDuctFittingType.BEND; IfcDuctFittingType.CONNECTOR; IfcDuctFittingType.ENTRY; IfcDuctFittingType.EXIT; IfcDuctFittingType.JUNCTION; IfcDuctFittingType.OBSTRUCTION; IfcDuctFittingType.TRANSITION; IfcDuctFittingType.USERDEFINED; IfcDuctSegmentType.FLEXIBLESEGMENT; IfcDuctSegmentType.RIGIDSEGMENT; IfcDuctSegmentType.USERDEFINED | DUCT FITTINGS | DUCT FITTINGS
ElbowRound | (Pr_65_65_25_13 : Circular plastics ductwork and fittings) DUCT FITTINGS | Pr_65_65_25_13 | Circular plastics ductwork and fittings | IfcDuctFittingType.BEND; IfcDuctFittingType.CONNECTOR; IfcDuctFittingType.ENTRY; IfcDuctFittingType.EXIT; IfcDuctFittingType.JUNCTION; IfcDuctFittingType.OBSTRUCTION; IfcDuctFittingType.TRANSITION; IfcDuctFittingType.USERDEFINED; IfcDuctSegmentType.FLEXIBLESEGMENT; IfcDuctSegmentType.RIGIDSEGMENT; IfcDuctSegmentType.USERDEFINED | DUCT FITTINGS | DUCT FITTINGS
ElbowShortRound | (Pr_65_65_25_13 : Circular plastics ductwork and fittings) DUCT FITTINGS | Pr_65_65_25_13 | Circular plastics ductwork and fittings | IfcDuctFittingType.BEND; IfcDuctFittingType.CONNECTOR; IfcDuctFittingType.ENTRY; IfcDuctFittingType.EXIT; IfcDuctFittingType.JUNCTION; IfcDuctFittingType.OBSTRUCTION; IfcDuctFittingType.TRANSITION; IfcDuctFittingType.USERDEFINED; IfcDuctSegmentType.FLEXIBLESEGMENT; IfcDuctSegmentType.RIGIDSEGMENT; IfcDuctSegmentType.USERDEFINED | DUCT FITTINGS | DUCT FITTINGS
ElbowWideRectangular | (Pr_65_65_25_13 : Circular plastics ductwork and fittings) DUCT FITTINGS | Pr_65_65_25_13 | Circular plastics ductwork and fittings | IfcDuctFittingType.BEND; IfcDuctFittingType.CONNECTOR; IfcDuctFittingType.ENTRY; IfcDuctFittingType.EXIT; IfcDuctFittingType.JUNCTION; IfcDuctFittingType.OBSTRUCTION; IfcDuctFittingType.TRANSITION; IfcDuctFittingType.USERDEFINED; IfcDuctSegmentType.FLEXIBLESEGMENT; IfcDuctSegmentType.RIGIDSEGMENT; IfcDuctSegmentType.USERDEFINED | DUCT FITTINGS | DUCT FITTINGS
ElbowWideRound | (Pr_65_65_25_13 : Circular plastics ductwork and fittings) DUCT FITTINGS | Pr_65_65_25_13 | Circular plastics ductwork and fittings | IfcDuctFittingType.BEND; IfcDuctFittingType.CONNECTOR; IfcDuctFittingType.ENTRY; IfcDuctFittingType.EXIT; IfcDuctFittingType.JUNCTION; IfcDuctFittingType.OBSTRUCTION; IfcDuctFittingType.TRANSITION; IfcDuctFittingType.USERDEFINED; IfcDuctSegmentType.FLEXIBLESEGMENT; IfcDuctSegmentType.RIGIDSEGMENT; IfcDuctSegmentType.USERDEFINED | DUCT FITTINGS | DUCT FITTINGS
FittingDuctSpiral | (Pr_65_65_25_13 : Circular plastics ductwork and fittings) DUCT FITTINGS | Pr_65_65_25_13 | Circular plastics ductwork and fittings | IfcDuctFittingType.BEND; IfcDuctFittingType.CONNECTOR; IfcDuctFittingType.ENTRY; IfcDuctFittingType.EXIT; IfcDuctFittingType.JUNCTION; IfcDuctFittingType.OBSTRUCTION; IfcDuctFittingType.TRANSITION; IfcDuctFittingType.USERDEFINED; IfcDuctSegmentType.FLEXIBLESEGMENT; IfcDuctSegmentType.RIGIDSEGMENT; IfcDuctSegmentType.USERDEFINED | DUCT FITTINGS | DUCT FITTINGS
FittingTap | (Pr_65_65_25_13 : Circular plastics ductwork and fittings) DUCT FITTINGS | Pr_65_65_25_13 | Circular plastics ductwork and fittings | IfcDuctFittingType.BEND; IfcDuctFittingType.CONNECTOR; IfcDuctFittingType.ENTRY; IfcDuctFittingType.EXIT; IfcDuctFittingType.JUNCTION; IfcDuctFittingType.OBSTRUCTION; IfcDuctFittingType.TRANSITION; IfcDuctFittingType.USERDEFINED; IfcDuctSegmentType.FLEXIBLESEGMENT; IfcDuctSegmentType.RIGIDSEGMENT; IfcDuctSegmentType.USERDEFINED | DUCT FITTINGS | DUCT FITTINGS
FlangeRectangular | (Pr_65_65_25_13 : Circular plastics ductwork and fittings) DUCT FITTINGS | Pr_65_65_25_13 | Circular plastics ductwork and fittings | IfcDuctFittingType.BEND; IfcDuctFittingType.CONNECTOR; IfcDuctFittingType.ENTRY; IfcDuctFittingType.EXIT; IfcDuctFittingType.JUNCTION; IfcDuctFittingType.OBSTRUCTION; IfcDuctFittingType.TRANSITION; IfcDuctFittingType.USERDEFINED; IfcDuctSegmentType.FLEXIBLESEGMENT; IfcDuctSegmentType.RIGIDSEGMENT; IfcDuctSegmentType.USERDEFINED | DUCT FITTINGS | DUCT FITTINGS
FlangeRound | (Pr_65_65_25_13 : Circular plastics ductwork and fittings) DUCT FITTINGS | Pr_65_65_25_13 | Circular plastics ductwork and fittings | IfcDuctFittingType.BEND; IfcDuctFittingType.CONNECTOR; IfcDuctFittingType.ENTRY; IfcDuctFittingType.EXIT; IfcDuctFittingType.JUNCTION; IfcDuctFittingType.OBSTRUCTION; IfcDuctFittingType.TRANSITION; IfcDuctFittingType.USERDEFINED; IfcDuctSegmentType.FLEXIBLESEGMENT; IfcDuctSegmentType.RIGIDSEGMENT; IfcDuctSegmentType.USERDEFINED | DUCT FITTINGS | DUCT FITTINGS
HousingPenetrationRoof | (Pr_65_65_25_13 : Circular plastics ductwork and fittings) DUCT FITTINGS | Pr_65_65_25_13 | Circular plastics ductwork and fittings | IfcDuctFittingType.BEND; IfcDuctFittingType.CONNECTOR; IfcDuctFittingType.ENTRY; IfcDuctFittingType.EXIT; IfcDuctFittingType.JUNCTION; IfcDuctFittingType.OBSTRUCTION; IfcDuctFittingType.TRANSITION; IfcDuctFittingType.USERDEFINED; IfcDuctSegmentType.FLEXIBLESEGMENT; IfcDuctSegmentType.RIGIDSEGMENT; IfcDuctSegmentType.USERDEFINED | DUCT FITTINGS | DUCT FITTINGS
JoinerDuctFlexible | (Pr_65_65_25_13 : Circular plastics ductwork and fittings) DUCT FITTINGS | Pr_65_65_25_13 | Circular plastics ductwork and fittings | IfcDuctFittingType.BEND; IfcDuctFittingType.CONNECTOR; IfcDuctFittingType.ENTRY; IfcDuctFittingType.EXIT; IfcDuctFittingType.JUNCTION; IfcDuctFittingType.OBSTRUCTION; IfcDuctFittingType.TRANSITION; IfcDuctFittingType.USERDEFINED; IfcDuctSegmentType.FLEXIBLESEGMENT; IfcDuctSegmentType.RIGIDSEGMENT; IfcDuctSegmentType.USERDEFINED | DUCT FITTINGS | DUCT FITTINGS
PortTest | (Pr_65_65_25_13 : Circular plastics ductwork and fittings) DUCT FITTINGS | Pr_65_65_25_13 | Circular plastics ductwork and fittings | IfcDuctFittingType.BEND; IfcDuctFittingType.CONNECTOR; IfcDuctFittingType.ENTRY; IfcDuctFittingType.EXIT; IfcDuctFittingType.JUNCTION; IfcDuctFittingType.OBSTRUCTION; IfcDuctFittingType.TRANSITION; IfcDuctFittingType.USERDEFINED; IfcDuctSegmentType.FLEXIBLESEGMENT; IfcDuctSegmentType.RIGIDSEGMENT; IfcDuctSegmentType.USERDEFINED | DUCT FITTINGS | DUCT FITTINGS
ReducerConcentric | (Pr_65_65_25_13 : Circular plastics ductwork and fittings) DUCT FITTINGS | Pr_65_65_25_13 | Circular plastics ductwork and fittings | IfcDuctFittingType.BEND; IfcDuctFittingType.CONNECTOR; IfcDuctFittingType.ENTRY; IfcDuctFittingType.EXIT; IfcDuctFittingType.JUNCTION; IfcDuctFittingType.OBSTRUCTION; IfcDuctFittingType.TRANSITION; IfcDuctFittingType.USERDEFINED; IfcDuctSegmentType.FLEXIBLESEGMENT; IfcDuctSegmentType.RIGIDSEGMENT; IfcDuctSegmentType.USERDEFINED | DUCT FITTINGS | DUCT FITTINGS
ReducerEccentric | (Pr_65_65_25_13 : Circular plastics ductwork and fittings) DUCT FITTINGS | Pr_65_65_25_13 | Circular plastics ductwork and fittings | IfcDuctFittingType.BEND; IfcDuctFittingType.CONNECTOR; IfcDuctFittingType.ENTRY; IfcDuctFittingType.EXIT; IfcDuctFittingType.JUNCTION; IfcDuctFittingType.OBSTRUCTION; IfcDuctFittingType.TRANSITION; IfcDuctFittingType.USERDEFINED; IfcDuctSegmentType.FLEXIBLESEGMENT; IfcDuctSegmentType.RIGIDSEGMENT; IfcDuctSegmentType.USERDEFINED | DUCT FITTINGS | DUCT FITTINGS
ReducerRectangular | (Pr_65_65_25_13 : Circular plastics ductwork and fittings) DUCT FITTINGS | Pr_65_65_25_13 | Circular plastics ductwork and fittings | IfcDuctFittingType.BEND; IfcDuctFittingType.CONNECTOR; IfcDuctFittingType.ENTRY; IfcDuctFittingType.EXIT; IfcDuctFittingType.JUNCTION; IfcDuctFittingType.OBSTRUCTION; IfcDuctFittingType.TRANSITION; IfcDuctFittingType.USERDEFINED; IfcDuctSegmentType.FLEXIBLESEGMENT; IfcDuctSegmentType.RIGIDSEGMENT; IfcDuctSegmentType.USERDEFINED | DUCT FITTINGS | DUCT FITTINGS
ReducerRound | (Pr_65_65_25_13 : Circular plastics ductwork and fittings) DUCT FITTINGS | Pr_65_65_25_13 | Circular plastics ductwork and fittings | IfcDuctFittingType.BEND; IfcDuctFittingType.CONNECTOR; IfcDuctFittingType.ENTRY; IfcDuctFittingType.EXIT; IfcDuctFittingType.JUNCTION; IfcDuctFittingType.OBSTRUCTION; IfcDuctFittingType.TRANSITION; IfcDuctFittingType.USERDEFINED; IfcDuctSegmentType.FLEXIBLESEGMENT; IfcDuctSegmentType.RIGIDSEGMENT; IfcDuctSegmentType.USERDEFINED | DUCT FITTINGS | DUCT FITTINGS
RoundToRectangular | (Pr_65_65_25_13 : Circular plastics ductwork and fittings) DUCT FITTINGS | Pr_65_65_25_13 | Circular plastics ductwork and fittings | IfcDuctFittingType.BEND; IfcDuctFittingType.CONNECTOR; IfcDuctFittingType.ENTRY; IfcDuctFittingType.EXIT; IfcDuctFittingType.JUNCTION; IfcDuctFittingType.OBSTRUCTION; IfcDuctFittingType.TRANSITION; IfcDuctFittingType.USERDEFINED; IfcDuctSegmentType.FLEXIBLESEGMENT; IfcDuctSegmentType.RIGIDSEGMENT; IfcDuctSegmentType.USERDEFINED | DUCT FITTINGS | DUCT FITTINGS
TakeoffRectangular | (Pr_65_65_25_13 : Circular plastics ductwork and fittings) DUCT FITTINGS | Pr_65_65_25_13 | Circular plastics ductwork and fittings | IfcDuctFittingType.BEND; IfcDuctFittingType.CONNECTOR; IfcDuctFittingType.ENTRY; IfcDuctFittingType.EXIT; IfcDuctFittingType.JUNCTION; IfcDuctFittingType.OBSTRUCTION; IfcDuctFittingType.TRANSITION; IfcDuctFittingType.USERDEFINED; IfcDuctSegmentType.FLEXIBLESEGMENT; IfcDuctSegmentType.RIGIDSEGMENT; IfcDuctSegmentType.USERDEFINED | DUCT FITTINGS | DUCT FITTINGS
TakeoffRound | (Pr_65_65_25_13 : Circular plastics ductwork and fittings) DUCT FITTINGS | Pr_65_65_25_13 | Circular plastics ductwork and fittings | IfcDuctFittingType.BEND; IfcDuctFittingType.CONNECTOR; IfcDuctFittingType.ENTRY; IfcDuctFittingType.EXIT; IfcDuctFittingType.JUNCTION; IfcDuctFittingType.OBSTRUCTION; IfcDuctFittingType.TRANSITION; IfcDuctFittingType.USERDEFINED; IfcDuctSegmentType.FLEXIBLESEGMENT; IfcDuctSegmentType.RIGIDSEGMENT; IfcDuctSegmentType.USERDEFINED | DUCT FITTINGS | DUCT FITTINGS
TakeoffShoe | (Pr_65_65_25_13 : Circular plastics ductwork and fittings) DUCT FITTINGS | Pr_65_65_25_13 | Circular plastics ductwork and fittings | IfcDuctFittingType.BEND; IfcDuctFittingType.CONNECTOR; IfcDuctFittingType.ENTRY; IfcDuctFittingType.EXIT; IfcDuctFittingType.JUNCTION; IfcDuctFittingType.OBSTRUCTION; IfcDuctFittingType.TRANSITION; IfcDuctFittingType.USERDEFINED; IfcDuctSegmentType.FLEXIBLESEGMENT; IfcDuctSegmentType.RIGIDSEGMENT; IfcDuctSegmentType.USERDEFINED | DUCT FITTINGS | DUCT FITTINGS
TakeoffShoeRectangular | (Pr_65_65_25_13 : Circular plastics ductwork and fittings) DUCT FITTINGS | Pr_65_65_25_13 | Circular plastics ductwork and fittings | IfcDuctFittingType.BEND; IfcDuctFittingType.CONNECTOR; IfcDuctFittingType.ENTRY; IfcDuctFittingType.EXIT; IfcDuctFittingType.JUNCTION; IfcDuctFittingType.OBSTRUCTION; IfcDuctFittingType.TRANSITION; IfcDuctFittingType.USERDEFINED; IfcDuctSegmentType.FLEXIBLESEGMENT; IfcDuctSegmentType.RIGIDSEGMENT; IfcDuctSegmentType.USERDEFINED | DUCT FITTINGS | DUCT FITTINGS
TakeoffShoeRound | (Pr_65_65_25_13 : Circular plastics ductwork and fittings) DUCT FITTINGS | Pr_65_65_25_13 | Circular plastics ductwork and fittings | IfcDuctFittingType.BEND; IfcDuctFittingType.CONNECTOR; IfcDuctFittingType.ENTRY; IfcDuctFittingType.EXIT; IfcDuctFittingType.JUNCTION; IfcDuctFittingType.OBSTRUCTION; IfcDuctFittingType.TRANSITION; IfcDuctFittingType.USERDEFINED; IfcDuctSegmentType.FLEXIBLESEGMENT; IfcDuctSegmentType.RIGIDSEGMENT; IfcDuctSegmentType.USERDEFINED | DUCT FITTINGS | DUCT FITTINGS
TapConical | (Pr_65_65_25_13 : Circular plastics ductwork and fittings) DUCT FITTINGS | Pr_65_65_25_13 | Circular plastics ductwork and fittings | IfcDuctFittingType.BEND; IfcDuctFittingType.CONNECTOR; IfcDuctFittingType.ENTRY; IfcDuctFittingType.EXIT; IfcDuctFittingType.JUNCTION; IfcDuctFittingType.OBSTRUCTION; IfcDuctFittingType.TRANSITION; IfcDuctFittingType.USERDEFINED; IfcDuctSegmentType.FLEXIBLESEGMENT; IfcDuctSegmentType.RIGIDSEGMENT; IfcDuctSegmentType.USERDEFINED | DUCT FITTINGS | DUCT FITTINGS
TapSaddle | (Pr_65_65_25_13 : Circular plastics ductwork and fittings) DUCT FITTINGS | Pr_65_65_25_13 | Circular plastics ductwork and fittings | IfcDuctFittingType.BEND; IfcDuctFittingType.CONNECTOR; IfcDuctFittingType.ENTRY; IfcDuctFittingType.EXIT; IfcDuctFittingType.JUNCTION; IfcDuctFittingType.OBSTRUCTION; IfcDuctFittingType.TRANSITION; IfcDuctFittingType.USERDEFINED; IfcDuctSegmentType.FLEXIBLESEGMENT; IfcDuctSegmentType.RIGIDSEGMENT; IfcDuctSegmentType.USERDEFINED | DUCT FITTINGS | DUCT FITTINGS
TeeLateral | (Pr_65_65_25_13 : Circular plastics ductwork and fittings) DUCT FITTINGS | Pr_65_65_25_13 | Circular plastics ductwork and fittings | IfcDuctFittingType.BEND; IfcDuctFittingType.CONNECTOR; IfcDuctFittingType.ENTRY; IfcDuctFittingType.EXIT; IfcDuctFittingType.JUNCTION; IfcDuctFittingType.OBSTRUCTION; IfcDuctFittingType.TRANSITION; IfcDuctFittingType.USERDEFINED; IfcDuctSegmentType.FLEXIBLESEGMENT; IfcDuctSegmentType.RIGIDSEGMENT; IfcDuctSegmentType.USERDEFINED | DUCT FITTINGS | DUCT FITTINGS
TeeOval | (Pr_65_65_25_13 : Circular plastics ductwork and fittings) DUCT FITTINGS | Pr_65_65_25_13 | Circular plastics ductwork and fittings | IfcDuctFittingType.BEND; IfcDuctFittingType.CONNECTOR; IfcDuctFittingType.ENTRY; IfcDuctFittingType.EXIT; IfcDuctFittingType.JUNCTION; IfcDuctFittingType.OBSTRUCTION; IfcDuctFittingType.TRANSITION; IfcDuctFittingType.USERDEFINED; IfcDuctSegmentType.FLEXIBLESEGMENT; IfcDuctSegmentType.RIGIDSEGMENT; IfcDuctSegmentType.USERDEFINED | DUCT FITTINGS | DUCT FITTINGS
TeeRectangular | (Pr_65_65_25_13 : Circular plastics ductwork and fittings) DUCT FITTINGS | Pr_65_65_25_13 | Circular plastics ductwork and fittings | IfcDuctFittingType.BEND; IfcDuctFittingType.CONNECTOR; IfcDuctFittingType.ENTRY; IfcDuctFittingType.EXIT; IfcDuctFittingType.JUNCTION; IfcDuctFittingType.OBSTRUCTION; IfcDuctFittingType.TRANSITION; IfcDuctFittingType.USERDEFINED; IfcDuctSegmentType.FLEXIBLESEGMENT; IfcDuctSegmentType.RIGIDSEGMENT; IfcDuctSegmentType.USERDEFINED | DUCT FITTINGS | DUCT FITTINGS
TeeReducing | (Pr_65_65_25_13 : Circular plastics ductwork and fittings) DUCT FITTINGS | Pr_65_65_25_13 | Circular plastics ductwork and fittings | IfcDuctFittingType.BEND; IfcDuctFittingType.CONNECTOR; IfcDuctFittingType.ENTRY; IfcDuctFittingType.EXIT; IfcDuctFittingType.JUNCTION; IfcDuctFittingType.OBSTRUCTION; IfcDuctFittingType.TRANSITION; IfcDuctFittingType.USERDEFINED; IfcDuctSegmentType.FLEXIBLESEGMENT; IfcDuctSegmentType.RIGIDSEGMENT; IfcDuctSegmentType.USERDEFINED | DUCT FITTINGS | DUCT FITTINGS
TeeRound | (Pr_65_65_25_13 : Circular plastics ductwork and fittings) DUCT FITTINGS | Pr_65_65_25_13 | Circular plastics ductwork and fittings | IfcDuctFittingType.BEND; IfcDuctFittingType.CONNECTOR; IfcDuctFittingType.ENTRY; IfcDuctFittingType.EXIT; IfcDuctFittingType.JUNCTION; IfcDuctFittingType.OBSTRUCTION; IfcDuctFittingType.TRANSITION; IfcDuctFittingType.USERDEFINED; IfcDuctSegmentType.FLEXIBLESEGMENT; IfcDuctSegmentType.RIGIDSEGMENT; IfcDuctSegmentType.USERDEFINED | DUCT FITTINGS | DUCT FITTINGS
TeeStraight | (Pr_65_65_25_13 : Circular plastics ductwork and fittings) DUCT FITTINGS | Pr_65_65_25_13 | Circular plastics ductwork and fittings | IfcDuctFittingType.BEND; IfcDuctFittingType.CONNECTOR; IfcDuctFittingType.ENTRY; IfcDuctFittingType.EXIT; IfcDuctFittingType.JUNCTION; IfcDuctFittingType.OBSTRUCTION; IfcDuctFittingType.TRANSITION; IfcDuctFittingType.USERDEFINED; IfcDuctSegmentType.FLEXIBLESEGMENT; IfcDuctSegmentType.RIGIDSEGMENT; IfcDuctSegmentType.USERDEFINED | DUCT FITTINGS | DUCT FITTINGS
TrouserRectangular | (Pr_65_65_25_13 : Circular plastics ductwork and fittings) DUCT FITTINGS | Pr_65_65_25_13 | Circular plastics ductwork and fittings | IfcDuctFittingType.BEND; IfcDuctFittingType.CONNECTOR; IfcDuctFittingType.ENTRY; IfcDuctFittingType.EXIT; IfcDuctFittingType.JUNCTION; IfcDuctFittingType.OBSTRUCTION; IfcDuctFittingType.TRANSITION; IfcDuctFittingType.USERDEFINED; IfcDuctSegmentType.FLEXIBLESEGMENT; IfcDuctSegmentType.RIGIDSEGMENT; IfcDuctSegmentType.USERDEFINED | DUCT FITTINGS | DUCT FITTINGS
TrouserRound | (Pr_65_65_25_13 : Circular plastics ductwork and fittings) DUCT FITTINGS | Pr_65_65_25_13 | Circular plastics ductwork and fittings | IfcDuctFittingType.BEND; IfcDuctFittingType.CONNECTOR; IfcDuctFittingType.ENTRY; IfcDuctFittingType.EXIT; IfcDuctFittingType.JUNCTION; IfcDuctFittingType.OBSTRUCTION; IfcDuctFittingType.TRANSITION; IfcDuctFittingType.USERDEFINED; IfcDuctSegmentType.FLEXIBLESEGMENT; IfcDuctSegmentType.RIGIDSEGMENT; IfcDuctSegmentType.USERDEFINED | DUCT FITTINGS | DUCT FITTINGS
TransitionOffset | (Pr_65_65_25_13 : Circular plastics ductwork and fittings) DUCT FITTINGS | Pr_65_65_25_13 | Circular plastics ductwork and fittings | IfcDuctFittingType.BEND; IfcDuctFittingType.CONNECTOR; IfcDuctFittingType.ENTRY; IfcDuctFittingType.EXIT; IfcDuctFittingType.JUNCTION; IfcDuctFittingType.OBSTRUCTION; IfcDuctFittingType.TRANSITION; IfcDuctFittingType.USERDEFINED; IfcDuctSegmentType.FLEXIBLESEGMENT; IfcDuctSegmentType.RIGIDSEGMENT; IfcDuctSegmentType.USERDEFINED | DUCT FITTINGS | DUCT FITTINGS
TransitionRectangular | (Pr_65_65_25_13 : Circular plastics ductwork and fittings) DUCT FITTINGS | Pr_65_65_25_13 | Circular plastics ductwork and fittings | IfcDuctFittingType.BEND; IfcDuctFittingType.CONNECTOR; IfcDuctFittingType.ENTRY; IfcDuctFittingType.EXIT; IfcDuctFittingType.JUNCTION; IfcDuctFittingType.OBSTRUCTION; IfcDuctFittingType.TRANSITION; IfcDuctFittingType.USERDEFINED; IfcDuctSegmentType.FLEXIBLESEGMENT; IfcDuctSegmentType.RIGIDSEGMENT; IfcDuctSegmentType.USERDEFINED | DUCT FITTINGS | DUCT FITTINGS
TransitionRoundToOval | (Pr_65_65_25_13 : Circular plastics ductwork and fittings) DUCT FITTINGS | Pr_65_65_25_13 | Circular plastics ductwork and fittings | IfcDuctFittingType.BEND; IfcDuctFittingType.CONNECTOR; IfcDuctFittingType.ENTRY; IfcDuctFittingType.EXIT; IfcDuctFittingType.JUNCTION; IfcDuctFittingType.OBSTRUCTION; IfcDuctFittingType.TRANSITION; IfcDuctFittingType.USERDEFINED; IfcDuctSegmentType.FLEXIBLESEGMENT; IfcDuctSegmentType.RIGIDSEGMENT; IfcDuctSegmentType.USERDEFINED | DUCT FITTINGS | DUCT FITTINGS
TransitionRoundToRectangular | (Pr_65_65_25_13 : Circular plastics ductwork and fittings) DUCT FITTINGS | Pr_65_65_25_13 | Circular plastics ductwork and fittings | IfcDuctFittingType.BEND; IfcDuctFittingType.CONNECTOR; IfcDuctFittingType.ENTRY; IfcDuctFittingType.EXIT; IfcDuctFittingType.JUNCTION; IfcDuctFittingType.OBSTRUCTION; IfcDuctFittingType.TRANSITION; IfcDuctFittingType.USERDEFINED; IfcDuctSegmentType.FLEXIBLESEGMENT; IfcDuctSegmentType.RIGIDSEGMENT; IfcDuctSegmentType.USERDEFINED | DUCT FITTINGS | DUCT FITTINGS
TransitionRoundToRound | (Pr_65_65_25_13 : Circular plastics ductwork and fittings) DUCT FITTINGS | Pr_65_65_25_13 | Circular plastics ductwork and fittings | IfcDuctFittingType.BEND; IfcDuctFittingType.CONNECTOR; IfcDuctFittingType.ENTRY; IfcDuctFittingType.EXIT; IfcDuctFittingType.JUNCTION; IfcDuctFittingType.OBSTRUCTION; IfcDuctFittingType.TRANSITION; IfcDuctFittingType.USERDEFINED; IfcDuctSegmentType.FLEXIBLESEGMENT; IfcDuctSegmentType.RIGIDSEGMENT; IfcDuctSegmentType.USERDEFINED | DUCT FITTINGS | DUCT FITTINGS
TransitionTapered | (Pr_65_65_25_13 : Circular plastics ductwork and fittings) DUCT FITTINGS | Pr_65_65_25_13 | Circular plastics ductwork and fittings | IfcDuctFittingType.BEND; IfcDuctFittingType.CONNECTOR; IfcDuctFittingType.ENTRY; IfcDuctFittingType.EXIT; IfcDuctFittingType.JUNCTION; IfcDuctFittingType.OBSTRUCTION; IfcDuctFittingType.TRANSITION; IfcDuctFittingType.USERDEFINED; IfcDuctSegmentType.FLEXIBLESEGMENT; IfcDuctSegmentType.RIGIDSEGMENT; IfcDuctSegmentType.USERDEFINED | DUCT FITTINGS | DUCT FITTINGS
UnionRectangular | (Pr_65_65_25_13 : Circular plastics ductwork and fittings) DUCT FITTINGS | Pr_65_65_25_13 | Circular plastics ductwork and fittings | IfcDuctFittingType.BEND; IfcDuctFittingType.CONNECTOR; IfcDuctFittingType.ENTRY; IfcDuctFittingType.EXIT; IfcDuctFittingType.JUNCTION; IfcDuctFittingType.OBSTRUCTION; IfcDuctFittingType.TRANSITION; IfcDuctFittingType.USERDEFINED; IfcDuctSegmentType.FLEXIBLESEGMENT; IfcDuctSegmentType.RIGIDSEGMENT; IfcDuctSegmentType.USERDEFINED | DUCT FITTINGS | DUCT FITTINGS
UnionRound | (Pr_65_65_25_13 : Circular plastics ductwork and fittings) DUCT FITTINGS | Pr_65_65_25_13 | Circular plastics ductwork and fittings | IfcDuctFittingType.BEND; IfcDuctFittingType.CONNECTOR; IfcDuctFittingType.ENTRY; IfcDuctFittingType.EXIT; IfcDuctFittingType.JUNCTION; IfcDuctFittingType.OBSTRUCTION; IfcDuctFittingType.TRANSITION; IfcDuctFittingType.USERDEFINED; IfcDuctSegmentType.FLEXIBLESEGMENT; IfcDuctSegmentType.RIGIDSEGMENT; IfcDuctSegmentType.USERDEFINED | DUCT FITTINGS | DUCT FITTINGS
Vane Turning | (Pr_65_65_25_13 : Circular plastics ductwork and fittings) DUCT FITTINGS | Pr_65_65_25_13 | Circular plastics ductwork and fittings | IfcDuctFittingType.BEND; IfcDuctFittingType.CONNECTOR; IfcDuctFittingType.ENTRY; IfcDuctFittingType.EXIT; IfcDuctFittingType.JUNCTION; IfcDuctFittingType.OBSTRUCTION; IfcDuctFittingType.TRANSITION; IfcDuctFittingType.USERDEFINED; IfcDuctSegmentType.FLEXIBLESEGMENT; IfcDuctSegmentType.RIGIDSEGMENT; IfcDuctSegmentType.USERDEFINED | DUCT FITTINGS | DUCT FITTINGS
VaneSplitter | (Pr_65_65_25_13 : Circular plastics ductwork and fittings) DUCT FITTINGS | Pr_65_65_25_13 | Circular plastics ductwork and fittings | IfcDuctFittingType.BEND; IfcDuctFittingType.CONNECTOR; IfcDuctFittingType.ENTRY; IfcDuctFittingType.EXIT; IfcDuctFittingType.JUNCTION; IfcDuctFittingType.OBSTRUCTION; IfcDuctFittingType.TRANSITION; IfcDuctFittingType.USERDEFINED; IfcDuctSegmentType.FLEXIBLESEGMENT; IfcDuctSegmentType.RIGIDSEGMENT; IfcDuctSegmentType.USERDEFINED | DUCT FITTINGS | DUCT FITTINGS
WyeDouble | (Pr_65_65_25_13 : Circular plastics ductwork and fittings) DUCT FITTINGS | Pr_65_65_25_13 | Circular plastics ductwork and fittings | IfcDuctFittingType.BEND; IfcDuctFittingType.CONNECTOR; IfcDuctFittingType.ENTRY; IfcDuctFittingType.EXIT; IfcDuctFittingType.JUNCTION; IfcDuctFittingType.OBSTRUCTION; IfcDuctFittingType.TRANSITION; IfcDuctFittingType.USERDEFINED; IfcDuctSegmentType.FLEXIBLESEGMENT; IfcDuctSegmentType.RIGIDSEGMENT; IfcDuctSegmentType.USERDEFINED | DUCT FITTINGS | DUCT FITTINGS
WyeBranchRectangular | (Pr_65_65_25_13 : Circular plastics ductwork and fittings) DUCT FITTINGS | Pr_65_65_25_13 | Circular plastics ductwork and fittings | IfcDuctFittingType.BEND; IfcDuctFittingType.CONNECTOR; IfcDuctFittingType.ENTRY; IfcDuctFittingType.EXIT; IfcDuctFittingType.JUNCTION; IfcDuctFittingType.OBSTRUCTION; IfcDuctFittingType.TRANSITION; IfcDuctFittingType.USERDEFINED; IfcDuctSegmentType.FLEXIBLESEGMENT; IfcDuctSegmentType.RIGIDSEGMENT; IfcDuctSegmentType.USERDEFINED | DUCT FITTINGS | DUCT FITTINGS
WyeBranchRound | (Pr_65_65_25_13 : Circular plastics ductwork and fittings) DUCT FITTINGS | Pr_65_65_25_13 | Circular plastics ductwork and fittings | IfcDuctFittingType.BEND; IfcDuctFittingType.CONNECTOR; IfcDuctFittingType.ENTRY; IfcDuctFittingType.EXIT; IfcDuctFittingType.JUNCTION; IfcDuctFittingType.OBSTRUCTION; IfcDuctFittingType.TRANSITION; IfcDuctFittingType.USERDEFINED; IfcDuctSegmentType.FLEXIBLESEGMENT; IfcDuctSegmentType.RIGIDSEGMENT; IfcDuctSegmentType.USERDEFINED | DUCT FITTINGS | DUCT FITTINGS
MeshWireScreenRectangular | (Pr_65_65_25_13 : Circular plastics ductwork and fittings) DUCT FITTINGS | Pr_65_65_25_13 | Circular plastics ductwork and fittings | IfcDuctFittingType.BEND; IfcDuctFittingType.CONNECTOR; IfcDuctFittingType.ENTRY; IfcDuctFittingType.EXIT; IfcDuctFittingType.JUNCTION; IfcDuctFittingType.OBSTRUCTION; IfcDuctFittingType.TRANSITION; IfcDuctFittingType.USERDEFINED; IfcDuctSegmentType.FLEXIBLESEGMENT; IfcDuctSegmentType.RIGIDSEGMENT; IfcDuctSegmentType.USERDEFINED | DUCT FITTINGS | DUCT FITTINGS
MeshWireScreenRound | (Pr_65_65_25_13 : Circular plastics ductwork and fittings) DUCT FITTINGS | Pr_65_65_25_13 | Circular plastics ductwork and fittings | IfcDuctFittingType.BEND; IfcDuctFittingType.CONNECTOR; IfcDuctFittingType.ENTRY; IfcDuctFittingType.EXIT; IfcDuctFittingType.JUNCTION; IfcDuctFittingType.OBSTRUCTION; IfcDuctFittingType.TRANSITION; IfcDuctFittingType.USERDEFINED; IfcDuctSegmentType.FLEXIBLESEGMENT; IfcDuctSegmentType.RIGIDSEGMENT; IfcDuctSegmentType.USERDEFINED | DUCT FITTINGS | DUCT FITTINGS
WyeYBranch | (Pr_65_65_25_13 : Circular plastics ductwork and fittings) DUCT FITTINGS | Pr_65_65_25_13 | Circular plastics ductwork and fittings | IfcDuctFittingType.BEND; IfcDuctFittingType.CONNECTOR; IfcDuctFittingType.ENTRY; IfcDuctFittingType.EXIT; IfcDuctFittingType.JUNCTION; IfcDuctFittingType.OBSTRUCTION; IfcDuctFittingType.TRANSITION; IfcDuctFittingType.USERDEFINED; IfcDuctSegmentType.FLEXIBLESEGMENT; IfcDuctSegmentType.RIGIDSEGMENT; IfcDuctSegmentType.USERDEFINED | DUCT FITTINGS | DUCT FITTINGS
BatteryHeaterElectric | (Pr_60_65_37_27 : Electric heater batteries) MECHANICAL EQUIPMENT | Pr_60_65_37_27 | Electric heater batteries | IfcCoilType.ELECTRICHEATINGCOIL | MECHANICAL EQUIPMENT | MECHANICAL EQUIPMENT
BatteryHeaterGas | (Pr_60_65_37_33 : Gas-fired heater batteries) MECHANICAL EQUIPMENT | Pr_60_65_37_33 | Gas-fired heater batteries | IfcCoilType.GASHEATINGCOIL | MECHANICAL EQUIPMENT | MECHANICAL EQUIPMENT
BeamChilled | (Pr_70_60_14_02 : Active climatic beams) MECHANICAL EQUIPMENT | Pr_70_60_14_02 | Active climatic beams | IfcCooledBeamType.ACTIVE | MECHANICAL EQUIPMENT | MECHANICAL EQUIPMENT
BeamClimaticActive | (Pr_70_60_14_02 : Active climatic beams) MECHANICAL EQUIPMENT | Pr_70_60_14_02 | Active climatic beams | IfcCooledBeamType.ACTIVE | MECHANICAL EQUIPMENT | MECHANICAL EQUIPMENT
BeamClimaticActiveBulkhead | (Pr_70_60_14_10 : Bulkhead active climatic beams) MECHANICAL EQUIPMENT | Pr_70_60_14_10 | Bulkhead active climatic beams | IfcCooledBeamType.ACTIVE | MECHANICAL EQUIPMENT | MECHANICAL EQUIPMENT
BeamClimaticActiveCassette | (Pr_70_60_14_53 : Modular or cassette active climatic beams) MECHANICAL EQUIPMENT | Pr_70_60_14_53 | Modular or cassette active climatic beams | IfcCooledBeamType.ACTIVE | MECHANICAL EQUIPMENT | MECHANICAL EQUIPMENT
BeamClimaticActiveLinear | (Pr_70_60_14_47 : Linear active climatic beams) MECHANICAL EQUIPMENT | Pr_70_60_14_47 | Linear active climatic beams | IfcCooledBeamType.ACTIVE | MECHANICAL EQUIPMENT | MECHANICAL EQUIPMENT
BeamClimaticMulti | (Pr_70_60_14_55 : Multi-service climatic beams) MECHANICAL EQUIPMENT | Pr_70_60_14_55 | Multi-service climatic beams | IfcCooledBeamType.USERDEFINED | MECHANICAL EQUIPMENT | MECHANICAL EQUIPMENT
BeamClimaticPassive | (Pr_70_60_14_60 : Passive climatic beams) MECHANICAL EQUIPMENT | Pr_70_60_14_60 | Passive climatic beams | IfcCooledBeamType.PASSIVE | MECHANICAL EQUIPMENT | MECHANICAL EQUIPMENT
BoxCAV | (Pr_65_65_24_93 : Variable air volume boxes) MECHANICAL EQUIPMENT | Pr_65_65_24_93 | Variable air volume boxes | IfcCondenserType.AIRCOOLED | MECHANICAL EQUIPMENT | MECHANICAL EQUIPMENT
BoxVAV | (Pr_65_65_24_93 : Variable air volume boxes) MECHANICAL EQUIPMENT | Pr_65_65_24_93 | Variable air volume boxes | IfcCondenserType.AIRCOOLED | MECHANICAL EQUIPMENT | MECHANICAL EQUIPMENT
ChillerAdiabatic | (Pr_60_60_13_02 : Adiabatic chillers) MECHANICAL EQUIPMENT | Pr_60_60_13_02 | Adiabatic chillers | IfcChillerType.USERDEFINED | MECHANICAL EQUIPMENT | MECHANICAL EQUIPMENT
ChillerAdsorption | (Pr_60_60_13_01 : Adsorption chillers) MECHANICAL EQUIPMENT | Pr_60_60_13_01 | Adsorption chillers | IfcChillerType.USERDEFINED | MECHANICAL EQUIPMENT | MECHANICAL EQUIPMENT
ChillerAirCooled | (Pr_60_60_13_04 : Air-cooled liquid chillers) MECHANICAL EQUIPMENT | Pr_60_60_13_04 | Air-cooled liquid chillers | IfcChillerType.AIRCOOLED | MECHANICAL EQUIPMENT | MECHANICAL EQUIPMENT
ChillerBlastAir | (Pr_60_60_13_03 : Air blast chillers) MECHANICAL EQUIPMENT | Pr_60_60_13_03 | Air blast chillers | IfcChillerType.AIRCOOLED | MECHANICAL EQUIPMENT | MECHANICAL EQUIPMENT
ChillerModular | (Pr_60_60_13_04 : Air-cooled liquid chillers) MECHANICAL EQUIPMENT | Pr_60_60_13_04 | Air-cooled liquid chillers | IfcChillerType.AIRCOOLED | MECHANICAL EQUIPMENT | MECHANICAL EQUIPMENT
ChillerWaterCooled | (Pr_60_60_13_96 : Water-cooled liquid chillers) MECHANICAL EQUIPMENT | Pr_60_60_13_96 | Water-cooled liquid chillers | IfcChillerType.WATERCOOLED | MECHANICAL EQUIPMENT | MECHANICAL EQUIPMENT
CoilCoolingRefrigerant | (Pr_60_65_37_72 : Refrigerant cooling coils) MECHANICAL EQUIPMENT | Pr_60_65_37_72 | Refrigerant cooling coils | IfcCoilType.DXCOOLINGCOIL | MECHANICAL EQUIPMENT | MECHANICAL EQUIPMENT
CoilCoolingWaterChilled | (Pr_60_65_37_12 : Chilled water cooling coils) MECHANICAL EQUIPMENT | Pr_60_65_37_12 | Chilled water cooling coils | IfcCoilType.WATERCOOLINGCOIL | MECHANICAL EQUIPMENT | MECHANICAL EQUIPMENT
CoilHeatingWater | (Pr_60_65_37_47 : Low-temperature hot water heating coils) MECHANICAL EQUIPMENT | Pr_60_65_37_47 | Low-temperature hot water heating coils | IfcCoilType.WATERHEATINGCOIL | MECHANICAL EQUIPMENT | MECHANICAL EQUIPMENT
CondenserEvaporative | (Pr_60_60_13_28 : Evaporative condensers) MECHANICAL EQUIPMENT | Pr_60_60_13_28 | Evaporative condensers | IfcCondenserType.EVAPORATIVECOOLED | MECHANICAL EQUIPMENT | MECHANICAL EQUIPMENT
ControllerVRF | (Pr_75_50_20_94 : Variable refrigerant flow (VRF) system branch controllers) MECHANICAL EQUIPMENT | Pr_75_50_20_94 | Variable refrigerant flow (VRF) system branch controllers |  | MECHANICAL EQUIPMENT | MECHANICAL EQUIPMENT
ConvectorFan | (Pr_70_60_36_30 : Fan convectors) MECHANICAL EQUIPMENT | Pr_70_60_36_30 | Fan convectors | IfcSpaceHeaterType.CONVECTOR | MECHANICAL EQUIPMENT | MECHANICAL EQUIPMENT
ConvectorNatural | (Pr_70_60_36_56 : Natural convectors) MECHANICAL EQUIPMENT | Pr_70_60_36_56 | Natural convectors | IfcSpaceHeaterType.CONVECTOR | MECHANICAL EQUIPMENT | MECHANICAL EQUIPMENT
ConvectorTrench | (Pr_70_60_36_90 : Trench convectors) MECHANICAL EQUIPMENT | Pr_70_60_36_90 | Trench convectors | IfcSpaceHeaterType.CONVECTOR | MECHANICAL EQUIPMENT | MECHANICAL EQUIPMENT
CoolerAirDry | (Pr_70_65_03_25 : Dry air coolers) MECHANICAL EQUIPMENT | Pr_70_65_03_25 | Dry air coolers | IfcCondenserType.AIRCOOLED | MECHANICAL EQUIPMENT | MECHANICAL EQUIPMENT
DehumidifierDesiccant | (Pr_65_67_39_22 : Desiccant dehumidifiers) MECHANICAL EQUIPMENT | Pr_65_67_39_22 | Desiccant dehumidifiers | IfcUnitaryEquipmentType.DEHUMIDIFIER | MECHANICAL EQUIPMENT | MECHANICAL EQUIPMENT
DryerAirCompressed | (Pr_65_67_16_37 : Heated desiccant compressed air dryers) MECHANICAL EQUIPMENT | Pr_65_67_16_37 | Heated desiccant compressed air dryers |  | MECHANICAL EQUIPMENT | MECHANICAL EQUIPMENT
DryerAirCompressedHeatless | (Pr_65_67_16_38 : Heatless desiccant compressed air dryers) MECHANICAL EQUIPMENT | Pr_65_67_16_38 | Heatless desiccant compressed air dryers |  | MECHANICAL EQUIPMENT | MECHANICAL EQUIPMENT
ElementHeatingUnderfloor | (Pr_70_60_36_27 : Electric cable underfloor heating elements) MECHANICAL EQUIPMENT | Pr_70_60_36_27 | Electric cable underfloor heating elements | IfcSpaceHeaterType.USERDEFINED | MECHANICAL EQUIPMENT | MECHANICAL EQUIPMENT
ElementHeatingUnderfloorSheet | (Pr_70_60_36_28 : Electric sheet underfloor heating elements) MECHANICAL EQUIPMENT | Pr_70_60_36_28 | Electric sheet underfloor heating elements | IfcSpaceHeaterType.USERDEFINED | MECHANICAL EQUIPMENT | MECHANICAL EQUIPMENT
ExchangerHeatHorizontal | (Pr_60_60_36_38 : Horizontal wastewater heat exchangers) MECHANICAL EQUIPMENT | Pr_60_60_36_38 | Horizontal wastewater heat exchangers | IfcHeatExchangerType.USERDEFINED | MECHANICAL EQUIPMENT | MECHANICAL EQUIPMENT
ExchangerHeatMultiple | (Pr_60_60_36_55 : Multiple wastewater heat exchangers) MECHANICAL EQUIPMENT | Pr_60_60_36_55 | Multiple wastewater heat exchangers | IfcHeatExchangerType.USERDEFINED | MECHANICAL EQUIPMENT | MECHANICAL EQUIPMENT
ExchangerHeatPassive | (Pr_60_60_36_60 : Passive heat exchangers) MECHANICAL EQUIPMENT | Pr_60_60_36_60 | Passive heat exchangers | IfcHeatExchangerType.USERDEFINED | MECHANICAL EQUIPMENT | MECHANICAL EQUIPMENT
ExchangerHeatPlate | (Pr_60_60_38_62 : Plate heat exchangers) MECHANICAL EQUIPMENT | Pr_60_60_38_62 | Plate heat exchangers | IfcHeatExchangerType.PLATE | MECHANICAL EQUIPMENT | MECHANICAL EQUIPMENT
ExchangerHeatPlateInstant | (Pr_60_60_38_42 : Instantaneous plate heat exchangers) MECHANICAL EQUIPMENT | Pr_60_60_38_42 | Instantaneous plate heat exchangers | IfcHeatExchangerType.PLATE | MECHANICAL EQUIPMENT | MECHANICAL EQUIPMENT
ExchangerHeatVertical | (Pr_60_60_36_94 : Vertical wastewater heat exchangers) MECHANICAL EQUIPMENT | Pr_60_60_36_94 | Vertical wastewater heat exchangers | IfcHeatExchangerType.USERDEFINED | MECHANICAL EQUIPMENT | MECHANICAL EQUIPMENT
ExchangerShellAndTube | (Pr_60_60_38_42 : Instantaneous plate heat exchangers) MECHANICAL EQUIPMENT | Pr_60_60_38_42 | Instantaneous plate heat exchangers | IfcHeatExchangerType.PLATE | MECHANICAL EQUIPMENT | MECHANICAL EQUIPMENT
FanAxialTwin | (Pr_65_67_29_88 : Twin axial fans) MECHANICAL EQUIPMENT | Pr_65_67_29_88 | Twin axial fans |  | MECHANICAL EQUIPMENT | MECHANICAL EQUIPMENT
FanBifurcated | (Pr_65_67_29_09 : Bifurcated fans) MECHANICAL EQUIPMENT | Pr_65_67_29_09 | Bifurcated fans | IfcFanType.USERDEFINED | MECHANICAL EQUIPMENT | MECHANICAL EQUIPMENT
FanCabinet | (Pr_65_67_29_22 : Destratification fans) MECHANICAL EQUIPMENT | Pr_65_67_29_22 | Destratification fans |  | MECHANICAL EQUIPMENT | MECHANICAL EQUIPMENT
FanCentrifugal | (Pr_65_67_29_12 : Centrifugal fans) MECHANICAL EQUIPMENT | Pr_65_67_29_12 | Centrifugal fans | IfcFanType.CENTRIFUGALAIRFOIL; IfcFanType.CENTRIFUGALBACKWARDINCLINEDCURVED; IfcFanType.CENTRIFUGALFORWARDCURVED; IfcFanType.CENTRIFUGALRADIAL | MECHANICAL EQUIPMENT | MECHANICAL EQUIPMENT
FanCentrifugalTwin | (Pr_65_67_29_89 : Twin centrifugal fans) MECHANICAL EQUIPMENT | Pr_65_67_29_89 | Twin centrifugal fans | IfcFanType.CENTRIFUGALAIRFOIL; IfcFanType.CENTRIFUGALBACKWARDINCLINEDCURVED; IfcFanType.CENTRIFUGALFORWARDCURVED; IfcFanType.CENTRIFUGALRADIAL | MECHANICAL EQUIPMENT | MECHANICAL EQUIPMENT
FanDestratification | (Pr_65_67_29_22 : Destratification fans) MECHANICAL EQUIPMENT | Pr_65_67_29_22 | Destratification fans |  | MECHANICAL EQUIPMENT | MECHANICAL EQUIPMENT
FanExtractSmoke | (Pr_65_67_29_80 : Smoke extract fans) MECHANICAL EQUIPMENT | Pr_65_67_29_80 | Smoke extract fans |  | MECHANICAL EQUIPMENT | MECHANICAL EQUIPMENT
FanFlameproof | (Pr_65_67_29_26 : Explosion and flameproof fans) MECHANICAL EQUIPMENT | Pr_65_67_29_26 | Explosion and flameproof fans |  | MECHANICAL EQUIPMENT | MECHANICAL EQUIPMENT
FanFlowAxial | (Pr_65_67_29_05 : Axial flow fans) MECHANICAL EQUIPMENT | Pr_65_67_29_05 | Axial flow fans | IfcFanType.PROPELLORAXIAL; IfcFanType.TUBEAXIAL; IfcFanType.VANEAXIAL | MECHANICAL EQUIPMENT | MECHANICAL EQUIPMENT
FanFlowMixed | (Pr_65_67_29_52 : Mixed flow fans) MECHANICAL EQUIPMENT | Pr_65_67_29_52 | Mixed flow fans |  | MECHANICAL EQUIPMENT | MECHANICAL EQUIPMENT
FanFumeCorrosive | (Pr_65_67_29_15 : Corrosive fume fans) MECHANICAL EQUIPMENT | Pr_65_67_29_15 | Corrosive fume fans |  | MECHANICAL EQUIPMENT | MECHANICAL EQUIPMENT
FanInlineDuct | (Pr_65_67_29_62 : Plug fans) MECHANICAL EQUIPMENT | Pr_65_67_29_62 | Plug fans |  | MECHANICAL EQUIPMENT | MECHANICAL EQUIPMENT
FanJet | (Pr_65_67_29_44 : Jet fans) MECHANICAL EQUIPMENT | Pr_65_67_29_44 | Jet fans |  | MECHANICAL EQUIPMENT | MECHANICAL EQUIPMENT
FanPlug | (Pr_65_67_29_62 : Plug fans) MECHANICAL EQUIPMENT | Pr_65_67_29_62 | Plug fans |  | MECHANICAL EQUIPMENT | MECHANICAL EQUIPMENT
FanPropeller | (Pr_65_67_29_67 : Propeller fans) MECHANICAL EQUIPMENT | Pr_65_67_29_67 | Propeller fans |  | MECHANICAL EQUIPMENT | MECHANICAL EQUIPMENT
FanRoofExhaust | (Pr_65_67_29_72 : Roof-mounted fans) MECHANICAL EQUIPMENT | Pr_65_67_29_72 | Roof-mounted fans |  | MECHANICAL EQUIPMENT | MECHANICAL EQUIPMENT
FanRoofMounted | (Pr_65_67_29_72 : Roof-mounted fans) MECHANICAL EQUIPMENT | Pr_65_67_29_72 | Roof-mounted fans |  | MECHANICAL EQUIPMENT | MECHANICAL EQUIPMENT
FireGas | (Pr_70_60_36_35 : Gas fires) MECHANICAL EQUIPMENT | Pr_70_60_36_35 | Gas fires | IfcSpaceHeaterType.USERDEFINED | MECHANICAL EQUIPMENT | MECHANICAL EQUIPMENT
FireGasFuel | (Pr_70_60_36_22 : Decorative fuel effect gas fires) MECHANICAL EQUIPMENT | Pr_70_60_36_22 | Decorative fuel-effect gas fires | IfcSpaceHeaterType.USERDEFINED | MECHANICAL EQUIPMENT | MECHANICAL EQUIPMENT
HeaterDirectCabinet | (Pr_70_60_36_06 : Cabinet direct heaters) MECHANICAL EQUIPMENT | Pr_70_60_36_06 | Cabinet direct heaters |  | MECHANICAL EQUIPMENT | MECHANICAL EQUIPMENT
HeaterIndirectCabinet | (Pr_70_60_36_08 : Cabinet indirect heaters) MECHANICAL EQUIPMENT | Pr_70_60_36_08 | Cabinet indirect heaters |  | MECHANICAL EQUIPMENT | MECHANICAL EQUIPMENT
HeaterLuminousRadiant | (Pr_70_60_36_70 : Radiant luminous heaters) MECHANICAL EQUIPMENT | Pr_70_60_36_70 | Radiant luminous heaters |  | MECHANICAL EQUIPMENT | MECHANICAL EQUIPMENT
HeaterRoom | (Pr_70_60_36_74 : Room heaters) MECHANICAL EQUIPMENT | Pr_70_60_36_74 | Room heaters | IfcSpaceHeaterType.USERDEFINED | MECHANICAL EQUIPMENT | MECHANICAL EQUIPMENT
HeaterRoomFuel | (Pr_70_60_36_80 : Solid fuel room heaters) MECHANICAL EQUIPMENT | Pr_70_60_36_80 | Solid fuel room heaters |  | MECHANICAL EQUIPMENT | MECHANICAL EQUIPMENT
HeaterStorageThermal | (Pr_70_60_36_88 : Thermal storage heaters) MECHANICAL EQUIPMENT | Pr_70_60_36_88 | Thermal storage heaters |  | MECHANICAL EQUIPMENT | MECHANICAL EQUIPMENT
HeaterTubeRadiant | (Pr_70_60_36_72 : Radiant tube heaters) MECHANICAL EQUIPMENT | Pr_70_60_36_72 | Radiant tube heaters |  | MECHANICAL EQUIPMENT | MECHANICAL EQUIPMENT
HeaterTubeRadiantGas | (Pr_70_60_36_32 : Gas-fired radiant tube heaters) MECHANICAL EQUIPMENT | Pr_70_60_36_32 | Gas-fired radiant tube heaters | IfcSpaceHeaterType.USERDEFINED | MECHANICAL EQUIPMENT | MECHANICAL EQUIPMENT
HeaterUnit | (Pr_70_60_36_93 : Unit heaters) MECHANICAL EQUIPMENT | Pr_70_60_36_93 | Unit heaters | IfcSpaceHeaterType.USERDEFINED | MECHANICAL EQUIPMENT | MECHANICAL EQUIPMENT
HeaterUnitGas | (Pr_70_60_36_33 : Gas-fired unit heaters) MECHANICAL EQUIPMENT | Pr_70_60_36_33 | Gas-fired unit heaters | IfcSpaceHeaterType.USERDEFINED | MECHANICAL EQUIPMENT | MECHANICAL EQUIPMENT
HeaterWaterInstantElectric | (Pr_60_60_96_27 : Electric instantaneous water heaters) MECHANICAL EQUIPMENT | Pr_60_60_96_27 | Electric instantaneous water heaters | IfcElectricApplianceType.USERDEFINED | MECHANICAL EQUIPMENT | MECHANICAL EQUIPMENT
HeaterWaterStorageElectric | (Pr_60_60_96_28 : Electric storage water heaters) MECHANICAL EQUIPMENT | Pr_60_60_96_28 | Electric storage water heaters | IfcElectricApplianceType.USERDEFINED | MECHANICAL EQUIPMENT | MECHANICAL EQUIPMENT
HeatingUnderfloor | (Pr_70_60_36_49 : Low-temperature hot water underfloor heating) MECHANICAL EQUIPMENT | Pr_70_60_36_49 | Low-temperature hot water underfloor heating | IfcSpaceHeaterType.USERDEFINED | MECHANICAL EQUIPMENT | MECHANICAL EQUIPMENT
HumidifierAtomizingWater | (Pr_65_67_39_96 : Water atomizing humidifiers) MECHANICAL EQUIPMENT | Pr_65_67_39_96 | Water atomizing humidifiers |  | MECHANICAL EQUIPMENT | MECHANICAL EQUIPMENT
HumidifierEvaporative | (Pr_65_67_39_28 : Evaporative humidifiers) MECHANICAL EQUIPMENT | Pr_65_67_39_28 | Evaporative humidifiers |  | MECHANICAL EQUIPMENT | MECHANICAL EQUIPMENT
HumidifierSteam | (Pr_65_67_39_84 : Steam humidifiers) MECHANICAL EQUIPMENT | Pr_65_67_39_84 | Steam humidifiers | IfcHumidifierType.ASSISTEDSTEAM; IfcHumidifierType.STEAMINJECTION | MECHANICAL EQUIPMENT | MECHANICAL EQUIPMENT
PanelCeilingClimatic | (Pr_70_60_14_14 : Climatic ceiling panels) MECHANICAL EQUIPMENT | Pr_70_60_14_14 | Climatic ceiling panels | IfcCooledBeamType.ACTIVE; IfcCooledBeamType.PASSIVE; IfcCooledBeamType.USERDEFINED | MECHANICAL EQUIPMENT | MECHANICAL EQUIPMENT
PanelControlVRF | (Pr_75_50_18_94 : Variable refrigerant flow (VRF) system central control panels) MECHANICAL EQUIPMENT | Pr_75_50_18_94 | Variable refrigerant flow (VRF) system central control panels |  | MECHANICAL EQUIPMENT | MECHANICAL EQUIPMENT
PanelRadiant | (Pr_70_60_36_71 : Radiant panels) MECHANICAL EQUIPMENT | Pr_70_60_36_71 | Radiant panels | IfcSpaceHeaterType.RADIATOR | MECHANICAL EQUIPMENT | MECHANICAL EQUIPMENT
PumpHeatAbsorptionGas | (Pr_70_60_37_34 : Gas-fired absorption heat pumps) MECHANICAL EQUIPMENT | Pr_70_60_37_34 | Gas-fired absorption heat pumps |  | MECHANICAL EQUIPMENT | MECHANICAL EQUIPMENT
PumpHeatAir | (Pr_70_60_37_02 : Air-to-air heat pumps) MECHANICAL EQUIPMENT | Pr_70_60_37_02 | Air-to-air heat pumps |  | MECHANICAL EQUIPMENT | MECHANICAL EQUIPMENT
PumpHeatAirWater | (Pr_70_60_37_04 : Air-to-water heat pumps) MECHANICAL EQUIPMENT | Pr_70_60_37_04 | Air-to-water heat pumps |  | MECHANICAL EQUIPMENT | MECHANICAL EQUIPMENT
PumpHeatGas | (Pr_70_60_37_33 : Gas-engine-driven heat pumps) MECHANICAL EQUIPMENT | Pr_70_60_37_33 | Gas-engine-driven heat pumps |  | MECHANICAL EQUIPMENT | MECHANICAL EQUIPMENT
PumpHeatGround | (Pr_70_60_37_36 : Ground source heat pumps) MECHANICAL EQUIPMENT | Pr_70_60_37_36 | Ground source heat pumps |  | MECHANICAL EQUIPMENT | MECHANICAL EQUIPMENT
PumpHeatWater | (Pr_70_60_37_98 : Water-to-water heat pumps) MECHANICAL EQUIPMENT | Pr_70_60_37_98 | Water-to-water heat pumps |  | MECHANICAL EQUIPMENT | MECHANICAL EQUIPMENT
PumpHeatWaterAir | (Pr_70_60_37_96 : Water-to-air heat pumps) MECHANICAL EQUIPMENT | Pr_70_60_37_96 | Water-to-air heat pumps |  | MECHANICAL EQUIPMENT | MECHANICAL EQUIPMENT
Radiator | (Pr_70_60_36_73 : Radiators) MECHANICAL EQUIPMENT | Pr_70_60_36_73 | Radiators | IfcSpaceHeaterType.RADIATOR | MECHANICAL EQUIPMENT | MECHANICAL EQUIPMENT
RailTowelHeatedElectric | (Pr_70_60_36_26 : Electric heated towel rails) MECHANICAL EQUIPMENT | Pr_70_60_36_26 | Electric heated towel rails |  | MECHANICAL EQUIPMENT | MECHANICAL EQUIPMENT
RailTowelHeatedWater | (Pr_70_60_36_48 : Low-temperature hot water heated towel rails) MECHANICAL EQUIPMENT | Pr_70_60_36_48 | Low-temperature hot water heated towel rails |  | MECHANICAL EQUIPMENT | MECHANICAL EQUIPMENT
StoveWood | (Pr_70_60_36_97 : Wood-burning stoves) MECHANICAL EQUIPMENT | Pr_70_60_36_97 | Wood-burning stoves | IfcSpaceHeaterType.USERDEFINED | MECHANICAL EQUIPMENT | MECHANICAL EQUIPMENT
TowerClosedCircuitCooling | (Pr_60_60_13_59 : Open circuit cooling towers) MECHANICAL EQUIPMENT | Pr_60_60_13_59 | Open-circuit cooling towers | IfcCoolingTowerType.MECHANICALFORCEDDRAFT; IfcCoolingTowerType.MECHANICALINDUCEDDRAFT; IfcCoolingTowerType.NATURALDRAFT | MECHANICAL EQUIPMENT | MECHANICAL EQUIPMENT
TowerCooling | (Pr_60_60_13_59 : Open circuit cooling towers) MECHANICAL EQUIPMENT | Pr_60_60_13_59 | Open-circuit cooling towers | IfcCoolingTowerType.MECHANICALFORCEDDRAFT; IfcCoolingTowerType.MECHANICALINDUCEDDRAFT; IfcCoolingTowerType.NATURALDRAFT | MECHANICAL EQUIPMENT | MECHANICAL EQUIPMENT
TowerOpenCircuitCooling | (Pr_60_60_13_59 : Open circuit cooling towers) MECHANICAL EQUIPMENT | Pr_60_60_13_59 | Open-circuit cooling towers | IfcCoolingTowerType.MECHANICALFORCEDDRAFT; IfcCoolingTowerType.MECHANICALINDUCEDDRAFT; IfcCoolingTowerType.NATURALDRAFT | MECHANICAL EQUIPMENT | MECHANICAL EQUIPMENT
UnitAirHandlingReturnExtract | (Pr_60_65_03_28 : Extract and return air-handling units) MECHANICAL EQUIPMENT | Pr_60_65_03_28 | Extract and return air-handling units | IfcUnitaryEquipmentType.AIRHANDLER | MECHANICAL EQUIPMENT | MECHANICAL EQUIPMENT
UnitAirHandlingReturnSupply | (Pr_60_65_03_87 : Supply and return air-handling units) MECHANICAL EQUIPMENT | Pr_60_65_03_87 | Supply and return air-handling units | IfcUnitaryEquipmentType.AIRHANDLER | MECHANICAL EQUIPMENT | MECHANICAL EQUIPMENT
UnitAirHandlingSupply | (Pr_60_65_03_86 : Supply air-handling units) MECHANICAL EQUIPMENT | Pr_60_65_03_86 | Supply air-handling units | IfcUnitaryEquipmentType.AIRHANDLER | MECHANICAL EQUIPMENT | MECHANICAL EQUIPMENT
UnitAirMultiZone | (Pr_60_65_03_86 : Supply air-handling units) MECHANICAL EQUIPMENT | Pr_60_65_03_86 | Supply air-handling units | IfcUnitaryEquipmentType.AIRHANDLER | MECHANICAL EQUIPMENT | MECHANICAL EQUIPMENT
UnitAirPackaged | (Pr_60_65_03_86 : Supply air-handling units) MECHANICAL EQUIPMENT | Pr_60_65_03_86 | Supply air-handling units | IfcUnitaryEquipmentType.AIRHANDLER | MECHANICAL EQUIPMENT | MECHANICAL EQUIPMENT
UnitAirSingleZone | (Pr_60_65_03_86 : Supply air-handling units) MECHANICAL EQUIPMENT | Pr_60_65_03_86 | Supply air-handling units | IfcUnitaryEquipmentType.AIRHANDLER | MECHANICAL EQUIPMENT | MECHANICAL EQUIPMENT
UnitCoilFan | (Pr_70_65_03_29 : Fan coil units) MECHANICAL EQUIPMENT | Pr_70_65_03_29 | Fan coil units |  | MECHANICAL EQUIPMENT | MECHANICAL EQUIPMENT
UnitCondensingAir | (Pr_70_65_03_02 : Air-cooled condensing units) MECHANICAL EQUIPMENT | Pr_70_65_03_02 | Air-cooled condensing units | IfcCondenserType.AIRCOOLED | MECHANICAL EQUIPMENT | MECHANICAL EQUIPMENT
UnitCondensingAirCoilSplit | (Pr_70_65_03_84 : Split coil remote air-cooled condensing units) MECHANICAL EQUIPMENT | Pr_70_65_03_84 | Split coil remote air-cooled condensing units | IfcCondenserType.AIRCOOLED | MECHANICAL EQUIPMENT | MECHANICAL EQUIPMENT
UnitConditioningAir | (Pr_70_65_03 : Air conditioning units) MECHANICAL EQUIPMENT | Pr_70_65_03 | Air conditioning units |  | MECHANICAL EQUIPMENT | MECHANICAL EQUIPMENT
UnitConditioningAirCoilSplit | (Pr_70_65_03_86 : Split coil room air conditioning units) MECHANICAL EQUIPMENT | Pr_70_65_03_86 | Split coil room air conditioning units | IfcUnitaryequipmentType.AIRCONDITIONINGUNIT | MECHANICAL EQUIPMENT | MECHANICAL EQUIPMENT
UnitConditioningAirLocal | (Pr_70_65_03_47 : Local air conditioning units) MECHANICAL EQUIPMENT | Pr_70_65_03_47 | Local air conditioning units | IfcUnitaryequipmentType.AIRCONDITIONINGUNIT | MECHANICAL EQUIPMENT | MECHANICAL EQUIPMENT
UnitConditioningAirRoom | (Pr_70_65_03_72 : Room air conditioning units) MECHANICAL EQUIPMENT | Pr_70_65_03_72 | Room air conditioning units | IfcUnitaryequipmentType.AIRCONDITIONINGUNIT | MECHANICAL EQUIPMENT | MECHANICAL EQUIPMENT
UnitCoolingEvaporative | (Pr_70_65_03_27 : Evaporative cooling units) MECHANICAL EQUIPMENT | Pr_70_65_03_27 | Evaporative cooling units | IfcCondenserType.EVAPORATIVECOOLED | MECHANICAL EQUIPMENT | MECHANICAL EQUIPMENT
UnitCoolingEvaporativeIndirect | (Pr_70_65_03_41 : Indirect evaporative cooling units) MECHANICAL EQUIPMENT | Pr_70_65_03_41 | Indirect evaporative cooling units | IfcCondenserType.EVAPORATIVECOOLED | MECHANICAL EQUIPMENT | MECHANICAL EQUIPMENT
UnitFanDomestic | (Pr_65_67_29_23 : Domestic fan units) MECHANICAL EQUIPMENT | Pr_65_67_29_23 | Domestic fan units |  | MECHANICAL EQUIPMENT | MECHANICAL EQUIPMENT
UnitFanDwellingWhole | (Pr_65_67_29_96 : Whole dwelling fan units) MECHANICAL EQUIPMENT | Pr_65_67_29_96 | Whole dwelling fan units |  | MECHANICAL EQUIPMENT | MECHANICAL EQUIPMENT
UnitFanMultipointDomestic | (Pr_65_67_29_24 : Domestic multipoint fan units) MECHANICAL EQUIPMENT | Pr_65_67_29_24 | Domestic multipoint fan units |  | MECHANICAL EQUIPMENT | MECHANICAL EQUIPMENT
UnitFanTerminal | (Pr_70_65_04_88 : Terminal fan units) MECHANICAL EQUIPMENT | Pr_70_65_04_88 | Terminal fan units |  | MECHANICAL EQUIPMENT | MECHANICAL EQUIPMENT
UnitInduction | (Pr_70_65_03_43 : Induction units) MECHANICAL EQUIPMENT | Pr_70_65_03_43 | Induction units |  | MECHANICAL EQUIPMENT | MECHANICAL EQUIPMENT
UnitRefrigeration | (Pr_70_65_03_42 : Indoor refrigeration units) MECHANICAL EQUIPMENT | Pr_70_65_03_42 | Indoor refrigeration units |  | MECHANICAL EQUIPMENT | MECHANICAL EQUIPMENT
UnitShowerInstantElectric | (Pr_60_60_96_26 : Electric instantaneous shower units) MECHANICAL EQUIPMENT | Pr_60_60_96_26 | Electric instantaneous shower units | IfcElectricApplianceType.USERDEFINED | MECHANICAL EQUIPMENT | MECHANICAL EQUIPMENT
UnitTerminalFanVAV | (Pr_70_65_04_93 : Variable air volume (VAV) fan-assisted terminal units) MECHANICAL EQUIPMENT | Pr_70_65_04_93 | Variable air volume (VAV) fan-assisted terminal units |  | MECHANICAL EQUIPMENT | MECHANICAL EQUIPMENT
UnitTerminalVAV | (Pr_70_65_04_94 : Variable air volume (VAV) terminal units) MECHANICAL EQUIPMENT | Pr_70_65_04_94 | Variable air volume (VAV) terminal units |  | MECHANICAL EQUIPMENT | MECHANICAL EQUIPMENT
UnitVRF | (Pr_70_65_03_94 : Variable refrigerant flow units) MECHANICAL EQUIPMENT | Pr_70_65_03_94 | Variable refrigerant flow (VRF) units |  | MECHANICAL EQUIPMENT | MECHANICAL EQUIPMENT
VentilatorEnergyRecovery | (Pr_65_67_29_64 : Powered smoke and heat exhaust ventilators) MECHANICAL EQUIPMENT | Pr_65_67_29_64 | Powered smoke and heat exhaust ventilators |  | MECHANICAL EQUIPMENT | MECHANICAL EQUIPMENT
VentilatorExhaustHeat | (Pr_65_67_29_64 : Powered smoke and heat exhaust ventilators) MECHANICAL EQUIPMENT | Pr_65_67_29_64 | Powered smoke and heat exhaust ventilators |  | MECHANICAL EQUIPMENT | MECHANICAL EQUIPMENT
VentilatorHeatRecovery | (Pr_65_67_29_64 : Powered smoke and heat exhaust ventilators) MECHANICAL EQUIPMENT | Pr_65_67_29_64 | Powered smoke and heat exhaust ventilators |  | MECHANICAL EQUIPMENT | MECHANICAL EQUIPMENT

## Object-MH
ObjectName (reverseCamel) | Description | Uniclass Pr | Uniclass Description | IFC4 | Revit Category | Group
BoxPlenum | (Pr_70_65_04_04 : Air plenum boxes) AIR TERMINALS | Pr_70_65_04_04 | Air plenum boxes |  | AIR TERMINALS | AIR TERMINALS
BoxPlenumFloor | (Pr_70_65_04_32 : Floor-mounted air plenum boxes) AIR TERMINALS | Pr_70_65_04_32 | Floor-mounted air plenum boxes |  | AIR TERMINALS | AIR TERMINALS
CowlVentilatorRoof | (Pr_70_65_04_77 : Roof ventilator cowls) AIR TERMINALS | Pr_70_65_04_77 | Roof ventilator cowls |  | AIR TERMINALS | AIR TERMINALS
Diffuser | (Pr_70_65_04_02 : Air diffusers) AIR TERMINALS | Pr_70_65_04_02 | Air diffusers | IfcAirTerminalType.DIFFUSER | AIR TERMINALS | AIR TERMINALS
DiffuserAdjustable | (Pr_70_65_04_02 : Air diffusers) AIR TERMINALS | Pr_70_65_04_02 | Air diffusers | IfcAirTerminalType.DIFFUSER | AIR TERMINALS | AIR TERMINALS
DiscValveEARound | (Pr_70_65_04_22 : Displacement ventilation diffusers) AIR TERMINALS | Pr_70_65_04_22 | Displacement ventilation diffusers | IfcAirTerminalType.DIFFUSER | AIR TERMINALS | AIR TERMINALS
DiscValveSARound | (Pr_70_65_04_22 : Displacement ventilation diffusers) AIR TERMINALS | Pr_70_65_04_22 | Displacement ventilation diffusers | IfcAirTerminalType.DIFFUSER | AIR TERMINALS | AIR TERMINALS
DiffuserCeiling | (Pr_70_65_04_22 : Displacement ventilation diffusers) AIR TERMINALS | Pr_70_65_04_22 | Displacement ventilation diffusers | IfcAirTerminalType.DIFFUSER | AIR TERMINALS | AIR TERMINALS
DiffuserEARectangular | (Pr_70_65_04_22 : Displacement ventilation diffusers) AIR TERMINALS | Pr_70_65_04_22 | Displacement ventilation diffusers | IfcAirTerminalType.DIFFUSER | AIR TERMINALS | AIR TERMINALS
DiffuserEARound | (Pr_70_65_04_22 : Displacement ventilation diffusers) AIR TERMINALS | Pr_70_65_04_22 | Displacement ventilation diffusers | IfcAirTerminalType.DIFFUSER | AIR TERMINALS | AIR TERMINALS
DiffuserFixed | (Pr_70_65_04_22 : Displacement ventilation diffusers) AIR TERMINALS | Pr_70_65_04_22 | Displacement ventilation diffusers | IfcAirTerminalType.DIFFUSER | AIR TERMINALS | AIR TERMINALS
DiffuserFloor | (Pr_70_65_04_31 : Floor-mounted air diffusers) AIR TERMINALS | Pr_70_65_04_31 | Floor-mounted air diffusers | IfcAirTerminalType.DIFFUSER | AIR TERMINALS | AIR TERMINALS
DiffuserJet | (Pr_70_65_04_44 : Jet diffusers) AIR TERMINALS | Pr_70_65_04_44 | Jet diffusers | IfcAirTerminalType.DIFFUSER | AIR TERMINALS | AIR TERMINALS
DiffuserLinear | (Pr_70_65_04_48 : Linear air diffusers) AIR TERMINALS | Pr_70_65_04_48 | Linear air diffusers | IfcAirTerminalType.DIFFUSER | AIR TERMINALS | AIR TERMINALS
DiffuserRAReturnRound | (Pr_70_65_04_22 : Displacement ventilation diffusers) AIR TERMINALS | Pr_70_65_04_22 | Displacement ventilation diffusers | IfcAirTerminalType.DIFFUSER | AIR TERMINALS | AIR TERMINALS
DiffuserSARectangular | (Pr_70_65_04_22 : Displacement ventilation diffusers) AIR TERMINALS | Pr_70_65_04_22 | Displacement ventilation diffusers | IfcAirTerminalType.DIFFUSER | AIR TERMINALS | AIR TERMINALS
DiffuserSARound | (Pr_70_65_04_22 : Displacement ventilation diffusers) AIR TERMINALS | Pr_70_65_04_22 | Displacement ventilation diffusers | IfcAirTerminalType.DIFFUSER | AIR TERMINALS | AIR TERMINALS
DiffuserSASwirlRectangular | (Pr_70_65_04_22 : Displacement ventilation diffusers) AIR TERMINALS | Pr_70_65_04_22 | Displacement ventilation diffusers | IfcAirTerminalType.DIFFUSER | AIR TERMINALS | AIR TERMINALS
DiffuserSASwirlRound | (Pr_70_65_04_22 : Displacement ventilation diffusers) AIR TERMINALS | Pr_70_65_04_22 | Displacement ventilation diffusers | IfcAirTerminalType.DIFFUSER | AIR TERMINALS | AIR TERMINALS
DiffuserSwirl | (Pr_70_65_04_86 : Swirl air diffusers) AIR TERMINALS | Pr_70_65_04_86 | Swirl air diffusers | IfcAirTerminalType.DIFFUSER | AIR TERMINALS | AIR TERMINALS
DiffuserVAV | (Pr_70_65_04_22 : Displacement ventilation diffusers) AIR TERMINALS | Pr_70_65_04_22 | Displacement ventilation diffusers | IfcAirTerminalType.DIFFUSER | AIR TERMINALS | AIR TERMINALS
DiffuserVentilation | (Pr_70_65_04_22 : Displacement ventilation diffusers) AIR TERMINALS | Pr_70_65_04_22 | Displacement ventilation diffusers | IfcAirTerminalType.DIFFUSER | AIR TERMINALS | AIR TERMINALS
DuctVentilation | (Pr_30_59_96_92 : Ventilation ducts) AIR TERMINALS | Pr_30_59_96_92 | Ventilation ducts | IfcAirTerminalType.USERDEFINED | AIR TERMINALS | AIR TERMINALS
GratingVentilation | (Pr_30_59_96_93 : Ventilation gratings) AIR TERMINALS | Pr_30_59_96_93 | Ventilation gratings | IfcAirTerminalType.USERDEFINED | AIR TERMINALS | AIR TERMINALS
Grille | (Pr_70_65_04_03 : Air grilles) AIR TERMINALS | Pr_70_65_04_03 | Air grilles | IfcAirTerminalType.GRILLE | AIR TERMINALS | AIR TERMINALS
GrilleSA | (Pr_70_65_04_03 : Air grilles) AIR TERMINALS | Pr_70_65_04_03 | Air grilles | IfcAirTerminalType.GRILLE | AIR TERMINALS | AIR TERMINALS
GrilleRA | (Pr_70_65_04_03 : Air grilles) AIR TERMINALS | Pr_70_65_04_03 | Air grilles | IfcAirTerminalType.GRILLE | AIR TERMINALS | AIR TERMINALS
GrilleFA | (Pr_70_65_04_03 : Air grilles) AIR TERMINALS | Pr_70_65_04_03 | Air grilles | IfcAirTerminalType.GRILLE | AIR TERMINALS | AIR TERMINALS
GrilleDirectional | (Pr_70_65_04_03 : Air grilles) AIR TERMINALS | Pr_70_65_04_03 | Air grilles | IfcAirTerminalType.GRILLE | AIR TERMINALS | AIR TERMINALS
GrilleDomestic | (Pr_70_65_04_24 : Domestic air diffusers and grilles) AIR TERMINALS | Pr_70_65_04_24 | Domestic air diffusers and grilles | IfcAirTerminalType.DIFFUSER; IfcAirTerminalType.GRILLE | AIR TERMINALS | AIR TERMINALS
GrilleEggcrate | (Pr_70_65_04_27 : Eggcrate grilles) AIR TERMINALS | Pr_70_65_04_27 | Eggcrate grilles | IfcAirTerminalType.GRILLE | AIR TERMINALS | AIR TERMINALS
GrilleFasciaEaves | (Pr_30_59_94_26 : Eaves fascia grilles) AIR TERMINALS | Pr_30_59_94_26 | Eaves fascia grilles | IfcAirTerminalType.GRILLE | AIR TERMINALS | AIR TERMINALS
GrilleNonVision | (Pr_70_65_04_57 : Non-vision grilles) AIR TERMINALS | Pr_70_65_04_57 | Non-vision grilles | IfcAirTerminalType.GRILLE | AIR TERMINALS | AIR TERMINALS
GrilleSoffit | (Pr_30_59_94_78 : Soffit grilles) AIR TERMINALS | Pr_30_59_94_78 | Soffit grilles | IfcAirTerminalType.GRILLE | AIR TERMINALS | AIR TERMINALS
GrilleTransfer | (Pr_30_59_94_06 : Air transfer grilles) AIR TERMINALS | Pr_30_59_94_06 | Air transfer grilles | IfcAirTerminalType.GRILLE | AIR TERMINALS | AIR TERMINALS
GrilleTransferFire | (Pr_30_59_94_31 : Fire-resisting air transfer grilles) AIR TERMINALS | Pr_30_59_94_31 | Fire-resisting air transfer grilles | IfcAirTerminalType.GRILLE | AIR TERMINALS | AIR TERMINALS
GrilleVentilation | (Pr_30_59_94_04 : Air ventilation grilles) AIR TERMINALS | Pr_30_59_94_04 | Air ventilation grilles | IfcAirTerminalType.GRILLE | AIR TERMINALS | AIR TERMINALS
GrilleVentingGas | (Pr_30_59_96_33 : Gas venting grilles) AIR TERMINALS | Pr_30_59_96_33 | Gas venting grilles | IfcAirTerminalType.GRILLE | AIR TERMINALS | AIR TERMINALS
GrilleWallExternal | (Pr_70_65_04_28 : External wall grilles) AIR TERMINALS | Pr_70_65_04_28 | External wall grilles | IfcAirTerminalType.GRILLE | AIR TERMINALS | AIR TERMINALS
GrilleWallMounted | (Pr_30_59_94_04 : Air ventilation grilles) AIR TERMINALS | Pr_30_59_94_04 | Air ventilation grilles | IfcAirTerminalType.GRILLE | AIR TERMINALS | AIR TERMINALS
GrilleSurfaceMounted | (Pr_30_59_94_04 : Air ventilation grilles) AIR TERMINALS | Pr_30_59_94_04 | Air ventilation grilles | IfcAirTerminalType.GRILLE | AIR TERMINALS | AIR TERMINALS
GrilleLinear | (Pr_30_59_94_04 : Air ventilation grilles) AIR TERMINALS | Pr_30_59_94_04 | Air ventilation grilles | IfcAirTerminalType.GRILLE | AIR TERMINALS | AIR TERMINALS
GrilleLinearPlenum | (Pr_30_59_94_04 : Air ventilation grilles) AIR TERMINALS | Pr_30_59_94_04 | Air ventilation grilles | IfcAirTerminalType.GRILLE | AIR TERMINALS | AIR TERMINALS
LouvreAluminium | (Pr_30_59_48_04 : Aluminium louvre panel units) AIR TERMINALS | Pr_30_59_48_04 | Aluminium louvre panel units | IfcAirTerminalType.LOUVRE | AIR TERMINALS | AIR TERMINALS
LouvreSteelCarbon | (Pr_30_59_48_13 : Carbon steel louvre panel units) AIR TERMINALS | Pr_30_59_48_13 | Carbon steel louvre panel units | IfcAirTerminalType.LOUVRE | AIR TERMINALS | AIR TERMINALS
LouvreSteelStainless | (Pr_30_59_48_85 : Stainless steel louvre panel units) AIR TERMINALS | Pr_30_59_48_85 | Stainless steel louvre panel units | IfcAirTerminalType.LOUVRE | AIR TERMINALS | AIR TERMINALS
LouvreWeatherSA | (Pr_70_65_04_28 : External wall grilles) AIR TERMINALS | Pr_70_65_04_28 | External wall grilles | IfcAirTerminalType.GRILLE | AIR TERMINALS | AIR TERMINALS
LouvreWeatherEA | (Pr_70_65_04_28 : External wall grilles) AIR TERMINALS | Pr_70_65_04_28 | External wall grilles | IfcAirTerminalType.GRILLE | AIR TERMINALS | AIR TERMINALS
LouvreWeather | (Pr_70_65_04_28 : External wall grilles) AIR TERMINALS | Pr_70_65_04_28 | External wall grilles | IfcAirTerminalType.GRILLE | AIR TERMINALS | AIR TERMINALS
LouvreWood | (Pr_30_59_48_98 : Wood louvre panel units) AIR TERMINALS | Pr_30_59_48_98 | Wood louvre panel units | IfcAirTerminalType.LOUVRE | AIR TERMINALS | AIR TERMINALS
OutletVentGround | (Pr_30_59_96_35 : Ground level vent outlets) AIR TERMINALS | Pr_30_59_96_35 | Ground level vent outlets | IfcAirTerminalType.USERDEFINED | AIR TERMINALS | AIR TERMINALS
PanelFlowLaminar | (Pr_70_65_04_46 : Laminar flow panels) AIR TERMINALS | Pr_70_65_04_46 | Laminar flow panels |  | AIR TERMINALS | AIR TERMINALS
RegisterSidewall | (Pr_70_65_04_84 : Specialist air terminals) AIR TERMINALS | Pr_70_65_04_84 | Specialist air terminals |  | AIR TERMINALS | AIR TERMINALS
ShutterSmokeFire | (Pr_30_59_94_32 : Fire-resisting air transfer grilles with smoke shutters) AIR TERMINALS | Pr_30_59_94_32 | Fire-resisting air transfer grilles with smoke shutters | IfcAirTerminalType.GRILLE | AIR TERMINALS | AIR TERMINALS
TerminalFloorMounted | (Pr_70_65_04_84 : Specialist air terminals) AIR TERMINALS | Pr_70_65_04_84 | Specialist air terminals |  | AIR TERMINALS | AIR TERMINALS
TerminalRidgeRoof | (Pr_70_65_04_73 : Roof ridge air terminals) AIR TERMINALS | Pr_70_65_04_73 | Roof ridge air terminals |  | AIR TERMINALS | AIR TERMINALS
TerminalSlopeRoof | (Pr_70_65_04_75 : Roof slope air terminals) AIR TERMINALS | Pr_70_65_04_75 | Roof slope air terminals |  | AIR TERMINALS | AIR TERMINALS
TerminalSpecialist | (Pr_70_65_04_84 : Specialist air terminals) AIR TERMINALS | Pr_70_65_04_84 | Specialist air terminals |  | AIR TERMINALS | AIR TERMINALS
TerminalStackRoof | (Pr_70_65_04_76 : Roof stack air terminals) AIR TERMINALS | Pr_70_65_04_76 | Roof stack air terminals |  | AIR TERMINALS | AIR TERMINALS
TerminalTransfer | (Pr_70_65_04_84 : Specialist air terminals) AIR TERMINALS | Pr_70_65_04_84 | Specialist air terminals |  | AIR TERMINALS | AIR TERMINALS
UnitLouvreMirror | (Pr_30_59_48_52 : Mirror louvre units) AIR TERMINALS | Pr_30_59_48_52 | Mirror louvre units | IfcAirTerminalType.LOUVRE | AIR TERMINALS | AIR TERMINALS
VentilatorCavity | (Pr_30_59_96_11 : Cavity ventilators) AIR TERMINALS | Pr_30_59_96_11 | Cavity ventilators | IfcAirTerminalType.USERDEFINED | AIR TERMINALS | AIR TERMINALS
VentTrickle | (Pr_30_59_94_90 : Trickle vents) AIR TERMINALS | Pr_30_59_94_90 | Trickle vents | IfcAirTerminalType.USERDEFINED | AIR TERMINALS | AIR TERMINALS
AttenuatorSoundCircular | (Pr_65_67_78_12 : Circular attenuators) DUCT ACCESSORIES | Pr_65_67_78_12 | Circular attenuators | IfcDuctSilencerType.ROUND | DUCT ACCESSORIES | DUCT ACCESSORIES
AttenuatorSoundRound | (Pr_65_67_78_12 : Circular attenuators) DUCT ACCESSORIES | Pr_65_67_78_12 | Circular attenuators | IfcDuctSilencerType.ROUND | DUCT ACCESSORIES | DUCT ACCESSORIES
AttenuatorSoundRoundPod | (Pr_65_67_78_12 : Circular attenuators) DUCT ACCESSORIES | Pr_65_67_78_12 | Circular attenuators | IfcDuctSilencerType.ROUND | DUCT ACCESSORIES | DUCT ACCESSORIES
AttenuatorSoundElbow | (Pr_65_67_78_72 : Rectangular attenuators) DUCT ACCESSORIES | Pr_65_67_78_72 | Rectangular attenuators | IfcDuctSilencerType.RECTANGULAR | DUCT ACCESSORIES | DUCT ACCESSORIES
AttenuatorSoundRectangular | (Pr_65_67_78_72 : Rectangular attenuators) DUCT ACCESSORIES | Pr_65_67_78_72 | Rectangular attenuators | IfcDuctSilencerType.RECTANGULAR | DUCT ACCESSORIES | DUCT ACCESSORIES
AttenuatorSoundStraight | (Pr_65_67_78_72 : Rectangular attenuators) DUCT ACCESSORIES | Pr_65_67_78_72 | Rectangular attenuators | IfcDuctSilencerType.RECTANGULAR | DUCT ACCESSORIES | DUCT ACCESSORIES
AttenuatorSoundInLine | (Pr_65_67_78_12 : Circular attenuators) DUCT ACCESSORIES | Pr_65_67_78_12 | Circular attenuators | IfcDuctSilencerType.ROUND | DUCT ACCESSORIES | DUCT ACCESSORIES
BoxControl | (Pr_65_65_24_93 : Variable air volume boxes) DUCT ACCESSORIES | Pr_65_65_24_93 | Variable air volume boxes | IfcDamperType.CONTROLDAMPER | DUCT ACCESSORIES | DUCT ACCESSORIES
BoxFilter | (Pr_60_55_97_41 : Inline filter units) DUCT ACCESSORIES | Pr_60_55_97_41 | Inline filter units | IfcFilterType.AIRPARTICLEFILTER | DUCT ACCESSORIES | DUCT ACCESSORIES
BoxVolumeConstant | (Pr_65_65_24_16 : Constant volume boxes) DUCT ACCESSORIES | Pr_65_65_24_16 | Constant volume boxes | IfcDamperType.CONTROLDAMPER | DUCT ACCESSORIES | DUCT ACCESSORIES
BoxPlenumFireRated | (Pr_65_65_24_16 : Constant volume boxes) DUCT ACCESSORIES | Pr_65_65_24_16 | Constant volume boxes | IfcDamperType.CONTROLDAMPER | DUCT ACCESSORIES | DUCT ACCESSORIES
BoxPlenumReturn | (Pr_65_65_24_16 : Constant volume boxes) DUCT ACCESSORIES | Pr_65_65_24_16 | Constant volume boxes | IfcDamperType.CONTROLDAMPER | DUCT ACCESSORIES | DUCT ACCESSORIES
BoxPlenumSupply | (Pr_65_65_24_16 : Constant volume boxes) DUCT ACCESSORIES | Pr_65_65_24_16 | Constant volume boxes | IfcDamperType.CONTROLDAMPER | DUCT ACCESSORIES | DUCT ACCESSORIES
CleanerParticleAir | (Pr_65_57_02_04 : Air particle cleaners) DUCT ACCESSORIES | Pr_65_57_02_04 | Air particle cleaners | IfcFilterType.AIRPARTICLEFILTER | DUCT ACCESSORIES | DUCT ACCESSORIES
CleanerVapourAir | (Pr_65_57_02_03 : Air gas and vapour cleaners) DUCT ACCESSORIES | Pr_65_57_02_03 | Air gas and vapour cleaners | IfcFilterType.USERDEFINED | DUCT ACCESSORIES | DUCT ACCESSORIES
DamperBackdraft | (Pr_65_65_24_56 : Non-return dampers) DUCT ACCESSORIES | Pr_65_65_24_56 | Non-return dampers | IfcDamperType.BALANCINGDAMPER | DUCT ACCESSORIES | DUCT ACCESSORIES
DamperBalancingRectangular | (Pr_65_65_24_95 : Volume control dampers) DUCT ACCESSORIES | Pr_65_65_24_95 | Volume control dampers | IfcDamperType.BALANCINGDAMPER | DUCT ACCESSORIES | DUCT ACCESSORIES
DamperBalancingCircular | (Pr_65_65_24_95 : Volume control dampers) DUCT ACCESSORIES | Pr_65_65_24_95 | Volume control dampers | IfcDamperType.BALANCINGDAMPER | DUCT ACCESSORIES | DUCT ACCESSORIES
DamperBalancing | (Pr_65_65_24_95 : Volume control dampers) DUCT ACCESSORIES | Pr_65_65_24_95 | Volume control dampers | IfcDamperType.BALANCINGDAMPER | DUCT ACCESSORIES | DUCT ACCESSORIES
DamperControlZone | (Pr_65_65_24_95 : Volume control dampers) DUCT ACCESSORIES | Pr_65_65_24_95 | Volume control dampers | IfcDamperType.BALANCINGDAMPER | DUCT ACCESSORIES | DUCT ACCESSORIES
DamperFire | (Pr_65_65_24_30 : Fire dampers) DUCT ACCESSORIES | Pr_65_65_24_30 | Fire dampers | IfcDamperType.FIREDAMPER | DUCT ACCESSORIES | DUCT ACCESSORIES
DamperFireRectangular | (Pr_65_65_24_30 : Fire dampers) DUCT ACCESSORIES | Pr_65_65_24_30 | Fire dampers | IfcDamperType.FIREDAMPER | DUCT ACCESSORIES | DUCT ACCESSORIES
DamperFireRound | (Pr_65_65_24_30 : Fire dampers) DUCT ACCESSORIES | Pr_65_65_24_30 | Fire dampers | IfcDamperType.FIREDAMPER | DUCT ACCESSORIES | DUCT ACCESSORIES
DamperFireIntumescent | (Pr_65_65_24_42 : Intumescent fire and smoke dampers) DUCT ACCESSORIES | Pr_65_65_24_42 | Intumescent fire and smoke dampers | IfcDamperType.FIRESMOKEDAMPER | DUCT ACCESSORIES | DUCT ACCESSORIES
DamperRadiation | (Pr_65_65_24_95 : Volume control dampers) DUCT ACCESSORIES | Pr_65_65_24_95 | Volume control dampers | IfcDamperType.BALANCINGDAMPER | DUCT ACCESSORIES | DUCT ACCESSORIES
DamperMotorized | (Pr_75_50_02_53 : Motor-driven damper actuators) DUCT ACCESSORIES | Pr_75_50_02_53 | Motor-driven damper actuators | IfcDamperType.CONTROLDAMPER | DUCT ACCESSORIES | DUCT ACCESSORIES
DamperNonReturn | (Pr_65_65_24_56 : Non-return dampers) DUCT ACCESSORIES | Pr_65_65_24_56 | Non-return dampers | IfcDamperType.BALANCINGDAMPER | DUCT ACCESSORIES | DUCT ACCESSORIES
DamperReliefPressure | (Pr_65_65_24_68 : Pressure relief dampers) DUCT ACCESSORIES | Pr_65_65_24_68 | Pressure relief dampers | IfcDamperType.RELIEFDAMPER | DUCT ACCESSORIES | DUCT ACCESSORIES
DampersControlVolume | (Pr_65_65_24_95 : Volume control dampers) DUCT ACCESSORIES | Pr_65_65_24_95 | Volume control dampers | IfcDamperType.CONTROLDAMPER | DUCT ACCESSORIES | DUCT ACCESSORIES
DamperShutOff | (Pr_65_65_24_78 : Shut-off dampers) DUCT ACCESSORIES | Pr_65_65_24_78 | Shut-off dampers | IfcDamperType.CONTROLDAMPER | DUCT ACCESSORIES | DUCT ACCESSORIES
DamperSmoke | (Pr_65_65_24_29 : Fire and smoke dampers) DUCT ACCESSORIES | Pr_65_65_24_29 | Fire and smoke dampers | IfcDamperType.FIRESMOKEDAMPER | DUCT ACCESSORIES | DUCT ACCESSORIES
DamperVolume | (Pr_65_65_24_95 : Volume control dampers) DUCT ACCESSORIES | Pr_65_65_24_95 | Volume control dampers | IfcDamperType.CONTROLDAMPER | DUCT ACCESSORIES | DUCT ACCESSORIES
DamperVolumeFireRated | (Pr_65_65_24_95 : Volume control dampers) DUCT ACCESSORIES | Pr_65_65_24_95 | Volume control dampers | IfcDamperType.CONTROLDAMPER | DUCT ACCESSORIES | DUCT ACCESSORIES
DamperVolumeManual | (Pr_65_65_24_95 : Volume control dampers) DUCT ACCESSORIES | Pr_65_65_24_95 | Volume control dampers | IfcDamperType.CONTROLDAMPER | DUCT ACCESSORIES | DUCT ACCESSORIES
DamperVolumeMotorized | (Pr_65_65_24_95 : Volume control dampers) DUCT ACCESSORIES | Pr_65_65_24_95 | Volume control dampers | IfcDamperType.CONTROLDAMPER | DUCT ACCESSORIES | DUCT ACCESSORIES
DampeSmoke | (Pr_65_65_24_80 : Smoke dampers) DUCT ACCESSORIES | Pr_65_65_24_80 | Smoke dampers | IfcDamperType.CONTROLDAMPER | DUCT ACCESSORIES | DUCT ACCESSORIES
DeviceSafetyRefrigerant | (Pr_65_54_33_70 : Refrigerant safety devices) DUCT ACCESSORIES | Pr_65_54_33_70 | Refrigerant safety devices | IfcValveType.SAFETYCUTOFF | DUCT ACCESSORIES | DUCT ACCESSORIES
DoorAccessDuctwork | (Pr_65_65_23_25 : Ductwork access doorsets) DUCT ACCESSORIES | Pr_65_65_23_25 | Ductwork access doorsets | IfcDoorType.USERDEFINED | DUCT ACCESSORIES | DUCT ACCESSORIES
DoorAccessAcoustic | (Pr_65_65_23_25 : Ductwork access doorsets) DUCT ACCESSORIES | Pr_65_65_23_25 | Ductwork access doorsets | IfcDoorType.USERDEFINED | DUCT ACCESSORIES | DUCT ACCESSORIES
DoorAccessFireRated | (Pr_65_65_23_25 : Ductwork access doorsets) DUCT ACCESSORIES | Pr_65_65_23_25 | Ductwork access doorsets | IfcDoorType.USERDEFINED | DUCT ACCESSORIES | DUCT ACCESSORIES
DoorAccessStandard | (Pr_65_65_23_25 : Ductwork access doorsets) DUCT ACCESSORIES | Pr_65_65_23_25 | Ductwork access doorsets | IfcDoorType.USERDEFINED | DUCT ACCESSORIES | DUCT ACCESSORIES
FilterAirBag | (Pr_65_57_02_07 : Bag air filters) DUCT ACCESSORIES | Pr_65_57_02_07 | Bag air filters | IfcFilterType.AIRPARTICLEFILTER | DUCT ACCESSORIES | DUCT ACCESSORIES
FilterAirCarbon | (Pr_65_57_02_02 : Activated carbon air filters) DUCT ACCESSORIES | Pr_65_57_02_02 | Activated carbon air filters | IfcFilterType.AIRPARTICLEFILTER | DUCT ACCESSORIES | DUCT ACCESSORIES
FilterAirElectrostatic | (Pr_65_57_02_25 : Duct-mounted modular electrostatic air filters) DUCT ACCESSORIES | Pr_65_57_02_25 | Duct-mounted modular electrostatic air filters | IfcFilterType.AIRPARTICLEFILTER | DUCT ACCESSORIES | DUCT ACCESSORIES
FilterAirEPA | (Pr_65_57_02_26 : Efficient particulate arrestor (EPA) air filters) DUCT ACCESSORIES | Pr_65_57_02_26 | Efficient particulate arrestor (EPA) air filters | IfcFilterType.AIRPARTICLEFILTER | DUCT ACCESSORIES | DUCT ACCESSORIES
FilterAirGrease | (Pr_65_57_02_06 : Baffle grease air filters) DUCT ACCESSORIES | Pr_65_57_02_06 | Baffle grease air filters | IfcFilterType.AIRPARTICLEFILTER | DUCT ACCESSORIES | DUCT ACCESSORIES
FilterAirGreaseCartridge | (Pr_65_57_02_11 : Cartridge grease air filters) DUCT ACCESSORIES | Pr_65_57_02_11 | Cartridge grease air filters | IfcFilterType.AIRPARTICLEFILTER | DUCT ACCESSORIES | DUCT ACCESSORIES
FilterAirGreaseMist | (Pr_65_57_02_15 : Cold water mist grease air filters) DUCT ACCESSORIES | Pr_65_57_02_15 | Cold water mist grease air filters | IfcFilterType.AIRPARTICLEFILTER | DUCT ACCESSORIES | DUCT ACCESSORIES
FilterAirGreaseWash | (Pr_65_57_02_96 : Water wash grease air filters) DUCT ACCESSORIES | Pr_65_57_02_96 | Water wash grease air filters | IfcFilterType.AIRPARTICLEFILTER | DUCT ACCESSORIES | DUCT ACCESSORIES
FilterAirHEPA | (Pr_65_57_02_37 : High efficiency particle arrestor (HEPA) air filters) DUCT ACCESSORIES | Pr_65_57_02_37 | High efficiency particle arrestor (HEPA) air filters | IfcFilterType.AIRPARTICLEFILTER | DUCT ACCESSORIES | DUCT ACCESSORIES
FilterAirMesh | (Pr_65_57_02_52 : Mesh air filters) DUCT ACCESSORIES | Pr_65_57_02_52 | Mesh air filters | IfcFilterType.AIRPARTICLEFILTER | DUCT ACCESSORIES | DUCT ACCESSORIES
FilterAirPanel | (Pr_65_57_02_66 : Panel air filters) DUCT ACCESSORIES | Pr_65_57_02_66 | Panel air filters | IfcFilterType.AIRPARTICLEFILTER | DUCT ACCESSORIES | DUCT ACCESSORIES
FilterAirULPA | (Pr_65_57_02_92 : Ultra-low particle arrestor (ULPA) air filters) DUCT ACCESSORIES | Pr_65_57_02_92 | Ultra-low particle arrestor (ULPA) air filters | IfcFilterType.AIRPARTICLEFILTER | DUCT ACCESSORIES | DUCT ACCESSORIES
FilterCyclone | (Pr_65_57_02_20 : Cyclone filters) DUCT ACCESSORIES | Pr_65_57_02_20 | Cyclone filters | IfcFilterType.AIRPARTICLEFILTER | DUCT ACCESSORIES | DUCT ACCESSORIES
FilterFabric | (Pr_65_57_02_29 : Fabric filters) DUCT ACCESSORIES | Pr_65_57_02_29 | Fabric filters | IfcFilterType.AIRPARTICLEFILTER | DUCT ACCESSORIES | DUCT ACCESSORIES
FilterGreaseMesh | (Pr_65_57_02_53 : Mesh impingement grease filters) DUCT ACCESSORIES | Pr_65_57_02_53 | Mesh impingement grease filters | IfcFilterType.AIRPARTICLEFILTER | DUCT ACCESSORIES | DUCT ACCESSORIES
FilterGreaseUltraviolet | (Pr_65_57_02_93 : Ultraviolet light grease filters) DUCT ACCESSORIES | Pr_65_57_02_93 | Ultraviolet light grease filters | IfcFilterType.AIRPARTICLEFILTER | DUCT ACCESSORIES | DUCT ACCESSORIES
FilterScrubberWet | (Pr_65_57_02_97 : Wet scrubber filters) DUCT ACCESSORIES | Pr_65_57_02_97 | Wet scrubber filters | IfcFilterType.AIRPARTICLEFILTER | DUCT ACCESSORIES | DUCT ACCESSORIES
FlapControlPressure | (Pr_65_65_24_66 : Pressure control flaps) DUCT ACCESSORIES | Pr_65_65_24_66 | Pressure control flaps | IfcDamperType.CONTROLDAMPER | DUCT ACCESSORIES | DUCT ACCESSORIES
PanelAccessDuct | (Pr_65_65_23_20 : Duct access panels) DUCT ACCESSORIES | Pr_65_65_23_20 | Duct access panels | IfcDoorType.USERDEFINED | DUCT ACCESSORIES | DUCT ACCESSORIES
PanelControlValve | (Pr_75_50_20_95 : Valve control panels) DUCT ACCESSORIES | Pr_75_50_20_95 | Valve control panels | IfcDamperType.CONTROLDAMPER | DUCT ACCESSORIES | DUCT ACCESSORIES
CapEndOval | (Pr_65_65_25_13 : Circular plastics ductwork and fittings) DUCT FITTINGS | Pr_65_65_25_13 | Circular plastics ductwork and fittings | IfcDuctFittingType.BEND; IfcDuctFittingType.CONNECTOR; IfcDuctFittingType.ENTRY; IfcDuctFittingType.EXIT; IfcDuctFittingType.JUNCTION; IfcDuctFittingType.OBSTRUCTION; IfcDuctFittingType.TRANSITION; IfcDuctFittingType.USERDEFINED; IfcDuctSegmentType.FLEXIBLESEGMENT; IfcDuctSegmentType.RIGIDSEGMENT; IfcDuctSegmentType.USERDEFINED | DUCT FITTINGS | DUCT FITTINGS
CapEndRectangular | (Pr_65_65_25_13 : Circular plastics ductwork and fittings) DUCT FITTINGS | Pr_65_65_25_13 | Circular plastics ductwork and fittings | IfcDuctFittingType.BEND; IfcDuctFittingType.CONNECTOR; IfcDuctFittingType.ENTRY; IfcDuctFittingType.EXIT; IfcDuctFittingType.JUNCTION; IfcDuctFittingType.OBSTRUCTION; IfcDuctFittingType.TRANSITION; IfcDuctFittingType.USERDEFINED; IfcDuctSegmentType.FLEXIBLESEGMENT; IfcDuctSegmentType.RIGIDSEGMENT; IfcDuctSegmentType.USERDEFINED | DUCT FITTINGS | DUCT FITTINGS
CapEndRound | (Pr_65_65_25_13 : Circular plastics ductwork and fittings) DUCT FITTINGS | Pr_65_65_25_13 | Circular plastics ductwork and fittings | IfcDuctFittingType.BEND; IfcDuctFittingType.CONNECTOR; IfcDuctFittingType.ENTRY; IfcDuctFittingType.EXIT; IfcDuctFittingType.JUNCTION; IfcDuctFittingType.OBSTRUCTION; IfcDuctFittingType.TRANSITION; IfcDuctFittingType.USERDEFINED; IfcDuctSegmentType.FLEXIBLESEGMENT; IfcDuctSegmentType.RIGIDSEGMENT; IfcDuctSegmentType.USERDEFINED | DUCT FITTINGS | DUCT FITTINGS
ConnectorDuctFlex | (Pr_65_65_25_13 : Circular plastics ductwork and fittings) DUCT FITTINGS | Pr_65_65_25_13 | Circular plastics ductwork and fittings | IfcDuctFittingType.BEND; IfcDuctFittingType.CONNECTOR; IfcDuctFittingType.ENTRY; IfcDuctFittingType.EXIT; IfcDuctFittingType.JUNCTION; IfcDuctFittingType.OBSTRUCTION; IfcDuctFittingType.TRANSITION; IfcDuctFittingType.USERDEFINED; IfcDuctSegmentType.FLEXIBLESEGMENT; IfcDuctSegmentType.RIGIDSEGMENT; IfcDuctSegmentType.USERDEFINED | DUCT FITTINGS | DUCT FITTINGS
ConnectorFlexRectangular | (Pr_65_65_25_13 : Circular plastics ductwork and fittings) DUCT FITTINGS | Pr_65_65_25_13 | Circular plastics ductwork and fittings | IfcDuctFittingType.BEND; IfcDuctFittingType.CONNECTOR; IfcDuctFittingType.ENTRY; IfcDuctFittingType.EXIT; IfcDuctFittingType.JUNCTION; IfcDuctFittingType.OBSTRUCTION; IfcDuctFittingType.TRANSITION; IfcDuctFittingType.USERDEFINED; IfcDuctSegmentType.FLEXIBLESEGMENT; IfcDuctSegmentType.RIGIDSEGMENT; IfcDuctSegmentType.USERDEFINED | DUCT FITTINGS | DUCT FITTINGS
ConnectorFlexRound | (Pr_65_65_25_13 : Circular plastics ductwork and fittings) DUCT FITTINGS | Pr_65_65_25_13 | Circular plastics ductwork and fittings | IfcDuctFittingType.BEND; IfcDuctFittingType.CONNECTOR; IfcDuctFittingType.ENTRY; IfcDuctFittingType.EXIT; IfcDuctFittingType.JUNCTION; IfcDuctFittingType.OBSTRUCTION; IfcDuctFittingType.TRANSITION; IfcDuctFittingType.USERDEFINED; IfcDuctSegmentType.FLEXIBLESEGMENT; IfcDuctSegmentType.RIGIDSEGMENT; IfcDuctSegmentType.USERDEFINED | DUCT FITTINGS | DUCT FITTINGS
ConnectorFlanged | (Pr_65_65_25_13 : Circular plastics ductwork and fittings) DUCT FITTINGS | Pr_65_65_25_13 | Circular plastics ductwork and fittings | IfcDuctFittingType.BEND; IfcDuctFittingType.CONNECTOR; IfcDuctFittingType.ENTRY; IfcDuctFittingType.EXIT; IfcDuctFittingType.JUNCTION; IfcDuctFittingType.OBSTRUCTION; IfcDuctFittingType.TRANSITION; IfcDuctFittingType.USERDEFINED; IfcDuctSegmentType.FLEXIBLESEGMENT; IfcDuctSegmentType.RIGIDSEGMENT; IfcDuctSegmentType.USERDEFINED | DUCT FITTINGS | DUCT FITTINGS
CrossBranch4Way | (Pr_65_65_25_13 : Circular plastics ductwork and fittings) DUCT FITTINGS | Pr_65_65_25_13 | Circular plastics ductwork and fittings | IfcDuctFittingType.BEND; IfcDuctFittingType.CONNECTOR; IfcDuctFittingType.ENTRY; IfcDuctFittingType.EXIT; IfcDuctFittingType.JUNCTION; IfcDuctFittingType.OBSTRUCTION; IfcDuctFittingType.TRANSITION; IfcDuctFittingType.USERDEFINED; IfcDuctSegmentType.FLEXIBLESEGMENT; IfcDuctSegmentType.RIGIDSEGMENT; IfcDuctSegmentType.USERDEFINED | DUCT FITTINGS | DUCT FITTINGS
CrossRectangular | (Pr_65_65_25_13 : Circular plastics ductwork and fittings) DUCT FITTINGS | Pr_65_65_25_13 | Circular plastics ductwork and fittings | IfcDuctFittingType.BEND; IfcDuctFittingType.CONNECTOR; IfcDuctFittingType.ENTRY; IfcDuctFittingType.EXIT; IfcDuctFittingType.JUNCTION; IfcDuctFittingType.OBSTRUCTION; IfcDuctFittingType.TRANSITION; IfcDuctFittingType.USERDEFINED; IfcDuctSegmentType.FLEXIBLESEGMENT; IfcDuctSegmentType.RIGIDSEGMENT; IfcDuctSegmentType.USERDEFINED | DUCT FITTINGS | DUCT FITTINGS
CrossReducing | (Pr_65_65_25_13 : Circular plastics ductwork and fittings) DUCT FITTINGS | Pr_65_65_25_13 | Circular plastics ductwork and fittings | IfcDuctFittingType.BEND; IfcDuctFittingType.CONNECTOR; IfcDuctFittingType.ENTRY; IfcDuctFittingType.EXIT; IfcDuctFittingType.JUNCTION; IfcDuctFittingType.OBSTRUCTION; IfcDuctFittingType.TRANSITION; IfcDuctFittingType.USERDEFINED; IfcDuctSegmentType.FLEXIBLESEGMENT; IfcDuctSegmentType.RIGIDSEGMENT; IfcDuctSegmentType.USERDEFINED | DUCT FITTINGS | DUCT FITTINGS
CrossRound | (Pr_65_65_25_13 : Circular plastics ductwork and fittings) DUCT FITTINGS | Pr_65_65_25_13 | Circular plastics ductwork and fittings | IfcDuctFittingType.BEND; IfcDuctFittingType.CONNECTOR; IfcDuctFittingType.ENTRY; IfcDuctFittingType.EXIT; IfcDuctFittingType.JUNCTION; IfcDuctFittingType.OBSTRUCTION; IfcDuctFittingType.TRANSITION; IfcDuctFittingType.USERDEFINED; IfcDuctSegmentType.FLEXIBLESEGMENT; IfcDuctSegmentType.RIGIDSEGMENT; IfcDuctSegmentType.USERDEFINED | DUCT FITTINGS | DUCT FITTINGS
CrossStraight | (Pr_65_65_25_13 : Circular plastics ductwork and fittings) DUCT FITTINGS | Pr_65_65_25_13 | Circular plastics ductwork and fittings | IfcDuctFittingType.BEND; IfcDuctFittingType.CONNECTOR; IfcDuctFittingType.ENTRY; IfcDuctFittingType.EXIT; IfcDuctFittingType.JUNCTION; IfcDuctFittingType.OBSTRUCTION; IfcDuctFittingType.TRANSITION; IfcDuctFittingType.USERDEFINED; IfcDuctSegmentType.FLEXIBLESEGMENT; IfcDuctSegmentType.RIGIDSEGMENT; IfcDuctSegmentType.USERDEFINED | DUCT FITTINGS | DUCT FITTINGS
DuctPanelsAccess | (Pr_65_65_23_25 : Ductwork access doorsets) DUCT ACCESSORIES | Pr_65_65_23_25 | Ductwork access doorsets | IfcDoorType.USERDEFINED | DUCT ACCESSORIES | DUCT FITTINGS
DuctworkFlexible | (Pr_65_65_25_32 : Flexible ductwork) DUCT FITTINGS | Pr_65_65_25_32 | Flexible ductwork | IfcDuctSegmentType.FLEXIBLESEGMENT | DUCT FITTINGS | DUCT FITTINGS
ElbowDuctFlexible | (Pr_65_65_25_13 : Circular plastics ductwork and fittings) DUCT FITTINGS | Pr_65_65_25_13 | Circular plastics ductwork and fittings | IfcDuctFittingType.BEND; IfcDuctFittingType.CONNECTOR; IfcDuctFittingType.ENTRY; IfcDuctFittingType.EXIT; IfcDuctFittingType.JUNCTION; IfcDuctFittingType.OBSTRUCTION; IfcDuctFittingType.TRANSITION; IfcDuctFittingType.USERDEFINED; IfcDuctSegmentType.FLEXIBLESEGMENT; IfcDuctSegmentType.RIGIDSEGMENT; IfcDuctSegmentType.USERDEFINED | DUCT FITTINGS | DUCT FITTINGS
ElbowMitered | (Pr_65_65_25_13 : Circular plastics ductwork and fittings) DUCT FITTINGS | Pr_65_65_25_13 | Circular plastics ductwork and fittings | IfcDuctFittingType.BEND; IfcDuctFittingType.CONNECTOR; IfcDuctFittingType.ENTRY; IfcDuctFittingType.EXIT; IfcDuctFittingType.JUNCTION; IfcDuctFittingType.OBSTRUCTION; IfcDuctFittingType.TRANSITION; IfcDuctFittingType.USERDEFINED; IfcDuctSegmentType.FLEXIBLESEGMENT; IfcDuctSegmentType.RIGIDSEGMENT; IfcDuctSegmentType.USERDEFINED | DUCT FITTINGS | DUCT FITTINGS
ElbowMiteredRectangular | (Pr_65_65_25_13 : Circular plastics ductwork and fittings) DUCT FITTINGS | Pr_65_65_25_13 | Circular plastics ductwork and fittings | IfcDuctFittingType.BEND; IfcDuctFittingType.CONNECTOR; IfcDuctFittingType.ENTRY; IfcDuctFittingType.EXIT; IfcDuctFittingType.JUNCTION; IfcDuctFittingType.OBSTRUCTION; IfcDuctFittingType.TRANSITION; IfcDuctFittingType.USERDEFINED; IfcDuctSegmentType.FLEXIBLESEGMENT; IfcDuctSegmentType.RIGIDSEGMENT; IfcDuctSegmentType.USERDEFINED | DUCT FITTINGS | DUCT FITTINGS
ElbowOval | (Pr_65_65_25_13 : Circular plastics ductwork and fittings) DUCT FITTINGS | Pr_65_65_25_13 | Circular plastics ductwork and fittings | IfcDuctFittingType.BEND; IfcDuctFittingType.CONNECTOR; IfcDuctFittingType.ENTRY; IfcDuctFittingType.EXIT; IfcDuctFittingType.JUNCTION; IfcDuctFittingType.OBSTRUCTION; IfcDuctFittingType.TRANSITION; IfcDuctFittingType.USERDEFINED; IfcDuctSegmentType.FLEXIBLESEGMENT; IfcDuctSegmentType.RIGIDSEGMENT; IfcDuctSegmentType.USERDEFINED | DUCT FITTINGS | DUCT FITTINGS
ElbowRadius | (Pr_65_65_25_13 : Circular plastics ductwork and fittings) DUCT FITTINGS | Pr_65_65_25_13 | Circular plastics ductwork and fittings | IfcDuctFittingType.BEND; IfcDuctFittingType.CONNECTOR; IfcDuctFittingType.ENTRY; IfcDuctFittingType.EXIT; IfcDuctFittingType.JUNCTION; IfcDuctFittingType.OBSTRUCTION; IfcDuctFittingType.TRANSITION; IfcDuctFittingType.USERDEFINED; IfcDuctSegmentType.FLEXIBLESEGMENT; IfcDuctSegmentType.RIGIDSEGMENT; IfcDuctSegmentType.USERDEFINED | DUCT FITTINGS | DUCT FITTINGS
ElbowRadiusLongRound | (Pr_65_65_25_13 : Circular plastics ductwork and fittings) DUCT FITTINGS | Pr_65_65_25_13 | Circular plastics ductwork and fittings | IfcDuctFittingType.BEND; IfcDuctFittingType.CONNECTOR; IfcDuctFittingType.ENTRY; IfcDuctFittingType.EXIT; IfcDuctFittingType.JUNCTION; IfcDuctFittingType.OBSTRUCTION; IfcDuctFittingType.TRANSITION; IfcDuctFittingType.USERDEFINED; IfcDuctSegmentType.FLEXIBLESEGMENT; IfcDuctSegmentType.RIGIDSEGMENT; IfcDuctSegmentType.USERDEFINED | DUCT FITTINGS | DUCT FITTINGS
ElbowRectangular | (Pr_65_65_25_13 : Circular plastics ductwork and fittings) DUCT FITTINGS | Pr_65_65_25_13 | Circular plastics ductwork and fittings | IfcDuctFittingType.BEND; IfcDuctFittingType.CONNECTOR; IfcDuctFittingType.ENTRY; IfcDuctFittingType.EXIT; IfcDuctFittingType.JUNCTION; IfcDuctFittingType.OBSTRUCTION; IfcDuctFittingType.TRANSITION; IfcDuctFittingType.USERDEFINED; IfcDuctSegmentType.FLEXIBLESEGMENT; IfcDuctSegmentType.RIGIDSEGMENT; IfcDuctSegmentType.USERDEFINED | DUCT FITTINGS | DUCT FITTINGS
ElbowRound | (Pr_65_65_25_13 : Circular plastics ductwork and fittings) DUCT FITTINGS | Pr_65_65_25_13 | Circular plastics ductwork and fittings | IfcDuctFittingType.BEND; IfcDuctFittingType.CONNECTOR; IfcDuctFittingType.ENTRY; IfcDuctFittingType.EXIT; IfcDuctFittingType.JUNCTION; IfcDuctFittingType.OBSTRUCTION; IfcDuctFittingType.TRANSITION; IfcDuctFittingType.USERDEFINED; IfcDuctSegmentType.FLEXIBLESEGMENT; IfcDuctSegmentType.RIGIDSEGMENT; IfcDuctSegmentType.USERDEFINED | DUCT FITTINGS | DUCT FITTINGS
ElbowShortRound | (Pr_65_65_25_13 : Circular plastics ductwork and fittings) DUCT FITTINGS | Pr_65_65_25_13 | Circular plastics ductwork and fittings | IfcDuctFittingType.BEND; IfcDuctFittingType.CONNECTOR; IfcDuctFittingType.ENTRY; IfcDuctFittingType.EXIT; IfcDuctFittingType.JUNCTION; IfcDuctFittingType.OBSTRUCTION; IfcDuctFittingType.TRANSITION; IfcDuctFittingType.USERDEFINED; IfcDuctSegmentType.FLEXIBLESEGMENT; IfcDuctSegmentType.RIGIDSEGMENT; IfcDuctSegmentType.USERDEFINED | DUCT FITTINGS | DUCT FITTINGS
ElbowWideRectangular | (Pr_65_65_25_13 : Circular plastics ductwork and fittings) DUCT FITTINGS | Pr_65_65_25_13 | Circular plastics ductwork and fittings | IfcDuctFittingType.BEND; IfcDuctFittingType.CONNECTOR; IfcDuctFittingType.ENTRY; IfcDuctFittingType.EXIT; IfcDuctFittingType.JUNCTION; IfcDuctFittingType.OBSTRUCTION; IfcDuctFittingType.TRANSITION; IfcDuctFittingType.USERDEFINED; IfcDuctSegmentType.FLEXIBLESEGMENT; IfcDuctSegmentType.RIGIDSEGMENT; IfcDuctSegmentType.USERDEFINED | DUCT FITTINGS | DUCT FITTINGS
ElbowWideRound | (Pr_65_65_25_13 : Circular plastics ductwork and fittings) DUCT FITTINGS | Pr_65_65_25_13 | Circular plastics ductwork and fittings | IfcDuctFittingType.BEND; IfcDuctFittingType.CONNECTOR; IfcDuctFittingType.ENTRY; IfcDuctFittingType.EXIT; IfcDuctFittingType.JUNCTION; IfcDuctFittingType.OBSTRUCTION; IfcDuctFittingType.TRANSITION; IfcDuctFittingType.USERDEFINED; IfcDuctSegmentType.FLEXIBLESEGMENT; IfcDuctSegmentType.RIGIDSEGMENT; IfcDuctSegmentType.USERDEFINED | DUCT FITTINGS | DUCT FITTINGS
FittingDuctSpiral | (Pr_65_65_25_13 : Circular plastics ductwork and fittings) DUCT FITTINGS | Pr_65_65_25_13 | Circular plastics ductwork and fittings | IfcDuctFittingType.BEND; IfcDuctFittingType.CONNECTOR; IfcDuctFittingType.ENTRY; IfcDuctFittingType.EXIT; IfcDuctFittingType.JUNCTION; IfcDuctFittingType.OBSTRUCTION; IfcDuctFittingType.TRANSITION; IfcDuctFittingType.USERDEFINED; IfcDuctSegmentType.FLEXIBLESEGMENT; IfcDuctSegmentType.RIGIDSEGMENT; IfcDuctSegmentType.USERDEFINED | DUCT FITTINGS | DUCT FITTINGS
FittingTap | (Pr_65_65_25_13 : Circular plastics ductwork and fittings) DUCT FITTINGS | Pr_65_65_25_13 | Circular plastics ductwork and fittings | IfcDuctFittingType.BEND; IfcDuctFittingType.CONNECTOR; IfcDuctFittingType.ENTRY; IfcDuctFittingType.EXIT; IfcDuctFittingType.JUNCTION; IfcDuctFittingType.OBSTRUCTION; IfcDuctFittingType.TRANSITION; IfcDuctFittingType.USERDEFINED; IfcDuctSegmentType.FLEXIBLESEGMENT; IfcDuctSegmentType.RIGIDSEGMENT; IfcDuctSegmentType.USERDEFINED | DUCT FITTINGS | DUCT FITTINGS
FlangeRectangular | (Pr_65_65_25_13 : Circular plastics ductwork and fittings) DUCT FITTINGS | Pr_65_65_25_13 | Circular plastics ductwork and fittings | IfcDuctFittingType.BEND; IfcDuctFittingType.CONNECTOR; IfcDuctFittingType.ENTRY; IfcDuctFittingType.EXIT; IfcDuctFittingType.JUNCTION; IfcDuctFittingType.OBSTRUCTION; IfcDuctFittingType.TRANSITION; IfcDuctFittingType.USERDEFINED; IfcDuctSegmentType.FLEXIBLESEGMENT; IfcDuctSegmentType.RIGIDSEGMENT; IfcDuctSegmentType.USERDEFINED | DUCT FITTINGS | DUCT FITTINGS
FlangeRound | (Pr_65_65_25_13 : Circular plastics ductwork and fittings) DUCT FITTINGS | Pr_65_65_25_13 | Circular plastics ductwork and fittings | IfcDuctFittingType.BEND; IfcDuctFittingType.CONNECTOR; IfcDuctFittingType.ENTRY; IfcDuctFittingType.EXIT; IfcDuctFittingType.JUNCTION; IfcDuctFittingType.OBSTRUCTION; IfcDuctFittingType.TRANSITION; IfcDuctFittingType.USERDEFINED; IfcDuctSegmentType.FLEXIBLESEGMENT; IfcDuctSegmentType.RIGIDSEGMENT; IfcDuctSegmentType.USERDEFINED | DUCT FITTINGS | DUCT FITTINGS
HousingPenetrationRoof | (Pr_65_65_25_13 : Circular plastics ductwork and fittings) DUCT FITTINGS | Pr_65_65_25_13 | Circular plastics ductwork and fittings | IfcDuctFittingType.BEND; IfcDuctFittingType.CONNECTOR; IfcDuctFittingType.ENTRY; IfcDuctFittingType.EXIT; IfcDuctFittingType.JUNCTION; IfcDuctFittingType.OBSTRUCTION; IfcDuctFittingType.TRANSITION; IfcDuctFittingType.USERDEFINED; IfcDuctSegmentType.FLEXIBLESEGMENT; IfcDuctSegmentType.RIGIDSEGMENT; IfcDuctSegmentType.USERDEFINED | DUCT FITTINGS | DUCT FITTINGS
JoinerDuctFlexible | (Pr_65_65_25_13 : Circular plastics ductwork and fittings) DUCT FITTINGS | Pr_65_65_25_13 | Circular plastics ductwork and fittings | IfcDuctFittingType.BEND; IfcDuctFittingType.CONNECTOR; IfcDuctFittingType.ENTRY; IfcDuctFittingType.EXIT; IfcDuctFittingType.JUNCTION; IfcDuctFittingType.OBSTRUCTION; IfcDuctFittingType.TRANSITION; IfcDuctFittingType.USERDEFINED; IfcDuctSegmentType.FLEXIBLESEGMENT; IfcDuctSegmentType.RIGIDSEGMENT; IfcDuctSegmentType.USERDEFINED | DUCT FITTINGS | DUCT FITTINGS
PortTest | (Pr_65_65_25_13 : Circular plastics ductwork and fittings) DUCT FITTINGS | Pr_65_65_25_13 | Circular plastics ductwork and fittings | IfcDuctFittingType.BEND; IfcDuctFittingType.CONNECTOR; IfcDuctFittingType.ENTRY; IfcDuctFittingType.EXIT; IfcDuctFittingType.JUNCTION; IfcDuctFittingType.OBSTRUCTION; IfcDuctFittingType.TRANSITION; IfcDuctFittingType.USERDEFINED; IfcDuctSegmentType.FLEXIBLESEGMENT; IfcDuctSegmentType.RIGIDSEGMENT; IfcDuctSegmentType.USERDEFINED | DUCT FITTINGS | DUCT FITTINGS
ReducerConcentric | (Pr_65_65_25_13 : Circular plastics ductwork and fittings) DUCT FITTINGS | Pr_65_65_25_13 | Circular plastics ductwork and fittings | IfcDuctFittingType.BEND; IfcDuctFittingType.CONNECTOR; IfcDuctFittingType.ENTRY; IfcDuctFittingType.EXIT; IfcDuctFittingType.JUNCTION; IfcDuctFittingType.OBSTRUCTION; IfcDuctFittingType.TRANSITION; IfcDuctFittingType.USERDEFINED; IfcDuctSegmentType.FLEXIBLESEGMENT; IfcDuctSegmentType.RIGIDSEGMENT; IfcDuctSegmentType.USERDEFINED | DUCT FITTINGS | DUCT FITTINGS
ReducerEccentric | (Pr_65_65_25_13 : Circular plastics ductwork and fittings) DUCT FITTINGS | Pr_65_65_25_13 | Circular plastics ductwork and fittings | IfcDuctFittingType.BEND; IfcDuctFittingType.CONNECTOR; IfcDuctFittingType.ENTRY; IfcDuctFittingType.EXIT; IfcDuctFittingType.JUNCTION; IfcDuctFittingType.OBSTRUCTION; IfcDuctFittingType.TRANSITION; IfcDuctFittingType.USERDEFINED; IfcDuctSegmentType.FLEXIBLESEGMENT; IfcDuctSegmentType.RIGIDSEGMENT; IfcDuctSegmentType.USERDEFINED | DUCT FITTINGS | DUCT FITTINGS
ReducerRectangular | (Pr_65_65_25_13 : Circular plastics ductwork and fittings) DUCT FITTINGS | Pr_65_65_25_13 | Circular plastics ductwork and fittings | IfcDuctFittingType.BEND; IfcDuctFittingType.CONNECTOR; IfcDuctFittingType.ENTRY; IfcDuctFittingType.EXIT; IfcDuctFittingType.JUNCTION; IfcDuctFittingType.OBSTRUCTION; IfcDuctFittingType.TRANSITION; IfcDuctFittingType.USERDEFINED; IfcDuctSegmentType.FLEXIBLESEGMENT; IfcDuctSegmentType.RIGIDSEGMENT; IfcDuctSegmentType.USERDEFINED | DUCT FITTINGS | DUCT FITTINGS
ReducerRound | (Pr_65_65_25_13 : Circular plastics ductwork and fittings) DUCT FITTINGS | Pr_65_65_25_13 | Circular plastics ductwork and fittings | IfcDuctFittingType.BEND; IfcDuctFittingType.CONNECTOR; IfcDuctFittingType.ENTRY; IfcDuctFittingType.EXIT; IfcDuctFittingType.JUNCTION; IfcDuctFittingType.OBSTRUCTION; IfcDuctFittingType.TRANSITION; IfcDuctFittingType.USERDEFINED; IfcDuctSegmentType.FLEXIBLESEGMENT; IfcDuctSegmentType.RIGIDSEGMENT; IfcDuctSegmentType.USERDEFINED | DUCT FITTINGS | DUCT FITTINGS
RoundToRectangular | (Pr_65_65_25_13 : Circular plastics ductwork and fittings) DUCT FITTINGS | Pr_65_65_25_13 | Circular plastics ductwork and fittings | IfcDuctFittingType.BEND; IfcDuctFittingType.CONNECTOR; IfcDuctFittingType.ENTRY; IfcDuctFittingType.EXIT; IfcDuctFittingType.JUNCTION; IfcDuctFittingType.OBSTRUCTION; IfcDuctFittingType.TRANSITION; IfcDuctFittingType.USERDEFINED; IfcDuctSegmentType.FLEXIBLESEGMENT; IfcDuctSegmentType.RIGIDSEGMENT; IfcDuctSegmentType.USERDEFINED | DUCT FITTINGS | DUCT FITTINGS
TakeoffRectangular | (Pr_65_65_25_13 : Circular plastics ductwork and fittings) DUCT FITTINGS | Pr_65_65_25_13 | Circular plastics ductwork and fittings | IfcDuctFittingType.BEND; IfcDuctFittingType.CONNECTOR; IfcDuctFittingType.ENTRY; IfcDuctFittingType.EXIT; IfcDuctFittingType.JUNCTION; IfcDuctFittingType.OBSTRUCTION; IfcDuctFittingType.TRANSITION; IfcDuctFittingType.USERDEFINED; IfcDuctSegmentType.FLEXIBLESEGMENT; IfcDuctSegmentType.RIGIDSEGMENT; IfcDuctSegmentType.USERDEFINED | DUCT FITTINGS | DUCT FITTINGS
TakeoffRound | (Pr_65_65_25_13 : Circular plastics ductwork and fittings) DUCT FITTINGS | Pr_65_65_25_13 | Circular plastics ductwork and fittings | IfcDuctFittingType.BEND; IfcDuctFittingType.CONNECTOR; IfcDuctFittingType.ENTRY; IfcDuctFittingType.EXIT; IfcDuctFittingType.JUNCTION; IfcDuctFittingType.OBSTRUCTION; IfcDuctFittingType.TRANSITION; IfcDuctFittingType.USERDEFINED; IfcDuctSegmentType.FLEXIBLESEGMENT; IfcDuctSegmentType.RIGIDSEGMENT; IfcDuctSegmentType.USERDEFINED | DUCT FITTINGS | DUCT FITTINGS
TakeoffShoe | (Pr_65_65_25_13 : Circular plastics ductwork and fittings) DUCT FITTINGS | Pr_65_65_25_13 | Circular plastics ductwork and fittings | IfcDuctFittingType.BEND; IfcDuctFittingType.CONNECTOR; IfcDuctFittingType.ENTRY; IfcDuctFittingType.EXIT; IfcDuctFittingType.JUNCTION; IfcDuctFittingType.OBSTRUCTION; IfcDuctFittingType.TRANSITION; IfcDuctFittingType.USERDEFINED; IfcDuctSegmentType.FLEXIBLESEGMENT; IfcDuctSegmentType.RIGIDSEGMENT; IfcDuctSegmentType.USERDEFINED | DUCT FITTINGS | DUCT FITTINGS
TakeoffShoeRectangular | (Pr_65_65_25_13 : Circular plastics ductwork and fittings) DUCT FITTINGS | Pr_65_65_25_13 | Circular plastics ductwork and fittings | IfcDuctFittingType.BEND; IfcDuctFittingType.CONNECTOR; IfcDuctFittingType.ENTRY; IfcDuctFittingType.EXIT; IfcDuctFittingType.JUNCTION; IfcDuctFittingType.OBSTRUCTION; IfcDuctFittingType.TRANSITION; IfcDuctFittingType.USERDEFINED; IfcDuctSegmentType.FLEXIBLESEGMENT; IfcDuctSegmentType.RIGIDSEGMENT; IfcDuctSegmentType.USERDEFINED | DUCT FITTINGS | DUCT FITTINGS
TakeoffShoeRound | (Pr_65_65_25_13 : Circular plastics ductwork and fittings) DUCT FITTINGS | Pr_65_65_25_13 | Circular plastics ductwork and fittings | IfcDuctFittingType.BEND; IfcDuctFittingType.CONNECTOR; IfcDuctFittingType.ENTRY; IfcDuctFittingType.EXIT; IfcDuctFittingType.JUNCTION; IfcDuctFittingType.OBSTRUCTION; IfcDuctFittingType.TRANSITION; IfcDuctFittingType.USERDEFINED; IfcDuctSegmentType.FLEXIBLESEGMENT; IfcDuctSegmentType.RIGIDSEGMENT; IfcDuctSegmentType.USERDEFINED | DUCT FITTINGS | DUCT FITTINGS
TapConical | (Pr_65_65_25_13 : Circular plastics ductwork and fittings) DUCT FITTINGS | Pr_65_65_25_13 | Circular plastics ductwork and fittings | IfcDuctFittingType.BEND; IfcDuctFittingType.CONNECTOR; IfcDuctFittingType.ENTRY; IfcDuctFittingType.EXIT; IfcDuctFittingType.JUNCTION; IfcDuctFittingType.OBSTRUCTION; IfcDuctFittingType.TRANSITION; IfcDuctFittingType.USERDEFINED; IfcDuctSegmentType.FLEXIBLESEGMENT; IfcDuctSegmentType.RIGIDSEGMENT; IfcDuctSegmentType.USERDEFINED | DUCT FITTINGS | DUCT FITTINGS
TapSaddle | (Pr_65_65_25_13 : Circular plastics ductwork and fittings) DUCT FITTINGS | Pr_65_65_25_13 | Circular plastics ductwork and fittings | IfcDuctFittingType.BEND; IfcDuctFittingType.CONNECTOR; IfcDuctFittingType.ENTRY; IfcDuctFittingType.EXIT; IfcDuctFittingType.JUNCTION; IfcDuctFittingType.OBSTRUCTION; IfcDuctFittingType.TRANSITION; IfcDuctFittingType.USERDEFINED; IfcDuctSegmentType.FLEXIBLESEGMENT; IfcDuctSegmentType.RIGIDSEGMENT; IfcDuctSegmentType.USERDEFINED | DUCT FITTINGS | DUCT FITTINGS
TeeLateral | (Pr_65_65_25_13 : Circular plastics ductwork and fittings) DUCT FITTINGS | Pr_65_65_25_13 | Circular plastics ductwork and fittings | IfcDuctFittingType.BEND; IfcDuctFittingType.CONNECTOR; IfcDuctFittingType.ENTRY; IfcDuctFittingType.EXIT; IfcDuctFittingType.JUNCTION; IfcDuctFittingType.OBSTRUCTION; IfcDuctFittingType.TRANSITION; IfcDuctFittingType.USERDEFINED; IfcDuctSegmentType.FLEXIBLESEGMENT; IfcDuctSegmentType.RIGIDSEGMENT; IfcDuctSegmentType.USERDEFINED | DUCT FITTINGS | DUCT FITTINGS
TeeOval | (Pr_65_65_25_13 : Circular plastics ductwork and fittings) DUCT FITTINGS | Pr_65_65_25_13 | Circular plastics ductwork and fittings | IfcDuctFittingType.BEND; IfcDuctFittingType.CONNECTOR; IfcDuctFittingType.ENTRY; IfcDuctFittingType.EXIT; IfcDuctFittingType.JUNCTION; IfcDuctFittingType.OBSTRUCTION; IfcDuctFittingType.TRANSITION; IfcDuctFittingType.USERDEFINED; IfcDuctSegmentType.FLEXIBLESEGMENT; IfcDuctSegmentType.RIGIDSEGMENT; IfcDuctSegmentType.USERDEFINED | DUCT FITTINGS | DUCT FITTINGS
TeeRectangular | (Pr_65_65_25_13 : Circular plastics ductwork and fittings) DUCT FITTINGS | Pr_65_65_25_13 | Circular plastics ductwork and fittings | IfcDuctFittingType.BEND; IfcDuctFittingType.CONNECTOR; IfcDuctFittingType.ENTRY; IfcDuctFittingType.EXIT; IfcDuctFittingType.JUNCTION; IfcDuctFittingType.OBSTRUCTION; IfcDuctFittingType.TRANSITION; IfcDuctFittingType.USERDEFINED; IfcDuctSegmentType.FLEXIBLESEGMENT; IfcDuctSegmentType.RIGIDSEGMENT; IfcDuctSegmentType.USERDEFINED | DUCT FITTINGS | DUCT FITTINGS
TeeReducing | (Pr_65_65_25_13 : Circular plastics ductwork and fittings) DUCT FITTINGS | Pr_65_65_25_13 | Circular plastics ductwork and fittings | IfcDuctFittingType.BEND; IfcDuctFittingType.CONNECTOR; IfcDuctFittingType.ENTRY; IfcDuctFittingType.EXIT; IfcDuctFittingType.JUNCTION; IfcDuctFittingType.OBSTRUCTION; IfcDuctFittingType.TRANSITION; IfcDuctFittingType.USERDEFINED; IfcDuctSegmentType.FLEXIBLESEGMENT; IfcDuctSegmentType.RIGIDSEGMENT; IfcDuctSegmentType.USERDEFINED | DUCT FITTINGS | DUCT FITTINGS
TeeRound | (Pr_65_65_25_13 : Circular plastics ductwork and fittings) DUCT FITTINGS | Pr_65_65_25_13 | Circular plastics ductwork and fittings | IfcDuctFittingType.BEND; IfcDuctFittingType.CONNECTOR; IfcDuctFittingType.ENTRY; IfcDuctFittingType.EXIT; IfcDuctFittingType.JUNCTION; IfcDuctFittingType.OBSTRUCTION; IfcDuctFittingType.TRANSITION; IfcDuctFittingType.USERDEFINED; IfcDuctSegmentType.FLEXIBLESEGMENT; IfcDuctSegmentType.RIGIDSEGMENT; IfcDuctSegmentType.USERDEFINED | DUCT FITTINGS | DUCT FITTINGS
TeeStraight | (Pr_65_65_25_13 : Circular plastics ductwork and fittings) DUCT FITTINGS | Pr_65_65_25_13 | Circular plastics ductwork and fittings | IfcDuctFittingType.BEND; IfcDuctFittingType.CONNECTOR; IfcDuctFittingType.ENTRY; IfcDuctFittingType.EXIT; IfcDuctFittingType.JUNCTION; IfcDuctFittingType.OBSTRUCTION; IfcDuctFittingType.TRANSITION; IfcDuctFittingType.USERDEFINED; IfcDuctSegmentType.FLEXIBLESEGMENT; IfcDuctSegmentType.RIGIDSEGMENT; IfcDuctSegmentType.USERDEFINED | DUCT FITTINGS | DUCT FITTINGS
TrouserRectangular | (Pr_65_65_25_13 : Circular plastics ductwork and fittings) DUCT FITTINGS | Pr_65_65_25_13 | Circular plastics ductwork and fittings | IfcDuctFittingType.BEND; IfcDuctFittingType.CONNECTOR; IfcDuctFittingType.ENTRY; IfcDuctFittingType.EXIT; IfcDuctFittingType.JUNCTION; IfcDuctFittingType.OBSTRUCTION; IfcDuctFittingType.TRANSITION; IfcDuctFittingType.USERDEFINED; IfcDuctSegmentType.FLEXIBLESEGMENT; IfcDuctSegmentType.RIGIDSEGMENT; IfcDuctSegmentType.USERDEFINED | DUCT FITTINGS | DUCT FITTINGS
TrouserRound | (Pr_65_65_25_13 : Circular plastics ductwork and fittings) DUCT FITTINGS | Pr_65_65_25_13 | Circular plastics ductwork and fittings | IfcDuctFittingType.BEND; IfcDuctFittingType.CONNECTOR; IfcDuctFittingType.ENTRY; IfcDuctFittingType.EXIT; IfcDuctFittingType.JUNCTION; IfcDuctFittingType.OBSTRUCTION; IfcDuctFittingType.TRANSITION; IfcDuctFittingType.USERDEFINED; IfcDuctSegmentType.FLEXIBLESEGMENT; IfcDuctSegmentType.RIGIDSEGMENT; IfcDuctSegmentType.USERDEFINED | DUCT FITTINGS | DUCT FITTINGS
TransitionOffset | (Pr_65_65_25_13 : Circular plastics ductwork and fittings) DUCT FITTINGS | Pr_65_65_25_13 | Circular plastics ductwork and fittings | IfcDuctFittingType.BEND; IfcDuctFittingType.CONNECTOR; IfcDuctFittingType.ENTRY; IfcDuctFittingType.EXIT; IfcDuctFittingType.JUNCTION; IfcDuctFittingType.OBSTRUCTION; IfcDuctFittingType.TRANSITION; IfcDuctFittingType.USERDEFINED; IfcDuctSegmentType.FLEXIBLESEGMENT; IfcDuctSegmentType.RIGIDSEGMENT; IfcDuctSegmentType.USERDEFINED | DUCT FITTINGS | DUCT FITTINGS
TransitionRectangular | (Pr_65_65_25_13 : Circular plastics ductwork and fittings) DUCT FITTINGS | Pr_65_65_25_13 | Circular plastics ductwork and fittings | IfcDuctFittingType.BEND; IfcDuctFittingType.CONNECTOR; IfcDuctFittingType.ENTRY; IfcDuctFittingType.EXIT; IfcDuctFittingType.JUNCTION; IfcDuctFittingType.OBSTRUCTION; IfcDuctFittingType.TRANSITION; IfcDuctFittingType.USERDEFINED; IfcDuctSegmentType.FLEXIBLESEGMENT; IfcDuctSegmentType.RIGIDSEGMENT; IfcDuctSegmentType.USERDEFINED | DUCT FITTINGS | DUCT FITTINGS
TransitionRoundToOval | (Pr_65_65_25_13 : Circular plastics ductwork and fittings) DUCT FITTINGS | Pr_65_65_25_13 | Circular plastics ductwork and fittings | IfcDuctFittingType.BEND; IfcDuctFittingType.CONNECTOR; IfcDuctFittingType.ENTRY; IfcDuctFittingType.EXIT; IfcDuctFittingType.JUNCTION; IfcDuctFittingType.OBSTRUCTION; IfcDuctFittingType.TRANSITION; IfcDuctFittingType.USERDEFINED; IfcDuctSegmentType.FLEXIBLESEGMENT; IfcDuctSegmentType.RIGIDSEGMENT; IfcDuctSegmentType.USERDEFINED | DUCT FITTINGS | DUCT FITTINGS
TransitionRoundToRectangular | (Pr_65_65_25_13 : Circular plastics ductwork and fittings) DUCT FITTINGS | Pr_65_65_25_13 | Circular plastics ductwork and fittings | IfcDuctFittingType.BEND; IfcDuctFittingType.CONNECTOR; IfcDuctFittingType.ENTRY; IfcDuctFittingType.EXIT; IfcDuctFittingType.JUNCTION; IfcDuctFittingType.OBSTRUCTION; IfcDuctFittingType.TRANSITION; IfcDuctFittingType.USERDEFINED; IfcDuctSegmentType.FLEXIBLESEGMENT; IfcDuctSegmentType.RIGIDSEGMENT; IfcDuctSegmentType.USERDEFINED | DUCT FITTINGS | DUCT FITTINGS
TransitionRoundToRound | (Pr_65_65_25_13 : Circular plastics ductwork and fittings) DUCT FITTINGS | Pr_65_65_25_13 | Circular plastics ductwork and fittings | IfcDuctFittingType.BEND; IfcDuctFittingType.CONNECTOR; IfcDuctFittingType.ENTRY; IfcDuctFittingType.EXIT; IfcDuctFittingType.JUNCTION; IfcDuctFittingType.OBSTRUCTION; IfcDuctFittingType.TRANSITION; IfcDuctFittingType.USERDEFINED; IfcDuctSegmentType.FLEXIBLESEGMENT; IfcDuctSegmentType.RIGIDSEGMENT; IfcDuctSegmentType.USERDEFINED | DUCT FITTINGS | DUCT FITTINGS
TransitionTapered | (Pr_65_65_25_13 : Circular plastics ductwork and fittings) DUCT FITTINGS | Pr_65_65_25_13 | Circular plastics ductwork and fittings | IfcDuctFittingType.BEND; IfcDuctFittingType.CONNECTOR; IfcDuctFittingType.ENTRY; IfcDuctFittingType.EXIT; IfcDuctFittingType.JUNCTION; IfcDuctFittingType.OBSTRUCTION; IfcDuctFittingType.TRANSITION; IfcDuctFittingType.USERDEFINED; IfcDuctSegmentType.FLEXIBLESEGMENT; IfcDuctSegmentType.RIGIDSEGMENT; IfcDuctSegmentType.USERDEFINED | DUCT FITTINGS | DUCT FITTINGS
UnionRectangular | (Pr_65_65_25_13 : Circular plastics ductwork and fittings) DUCT FITTINGS | Pr_65_65_25_13 | Circular plastics ductwork and fittings | IfcDuctFittingType.BEND; IfcDuctFittingType.CONNECTOR; IfcDuctFittingType.ENTRY; IfcDuctFittingType.EXIT; IfcDuctFittingType.JUNCTION; IfcDuctFittingType.OBSTRUCTION; IfcDuctFittingType.TRANSITION; IfcDuctFittingType.USERDEFINED; IfcDuctSegmentType.FLEXIBLESEGMENT; IfcDuctSegmentType.RIGIDSEGMENT; IfcDuctSegmentType.USERDEFINED | DUCT FITTINGS | DUCT FITTINGS
UnionRound | (Pr_65_65_25_13 : Circular plastics ductwork and fittings) DUCT FITTINGS | Pr_65_65_25_13 | Circular plastics ductwork and fittings | IfcDuctFittingType.BEND; IfcDuctFittingType.CONNECTOR; IfcDuctFittingType.ENTRY; IfcDuctFittingType.EXIT; IfcDuctFittingType.JUNCTION; IfcDuctFittingType.OBSTRUCTION; IfcDuctFittingType.TRANSITION; IfcDuctFittingType.USERDEFINED; IfcDuctSegmentType.FLEXIBLESEGMENT; IfcDuctSegmentType.RIGIDSEGMENT; IfcDuctSegmentType.USERDEFINED | DUCT FITTINGS | DUCT FITTINGS
Vane Turning | (Pr_65_65_25_13 : Circular plastics ductwork and fittings) DUCT FITTINGS | Pr_65_65_25_13 | Circular plastics ductwork and fittings | IfcDuctFittingType.BEND; IfcDuctFittingType.CONNECTOR; IfcDuctFittingType.ENTRY; IfcDuctFittingType.EXIT; IfcDuctFittingType.JUNCTION; IfcDuctFittingType.OBSTRUCTION; IfcDuctFittingType.TRANSITION; IfcDuctFittingType.USERDEFINED; IfcDuctSegmentType.FLEXIBLESEGMENT; IfcDuctSegmentType.RIGIDSEGMENT; IfcDuctSegmentType.USERDEFINED | DUCT FITTINGS | DUCT FITTINGS
VaneSplitter | (Pr_65_65_25_13 : Circular plastics ductwork and fittings) DUCT FITTINGS | Pr_65_65_25_13 | Circular plastics ductwork and fittings | IfcDuctFittingType.BEND; IfcDuctFittingType.CONNECTOR; IfcDuctFittingType.ENTRY; IfcDuctFittingType.EXIT; IfcDuctFittingType.JUNCTION; IfcDuctFittingType.OBSTRUCTION; IfcDuctFittingType.TRANSITION; IfcDuctFittingType.USERDEFINED; IfcDuctSegmentType.FLEXIBLESEGMENT; IfcDuctSegmentType.RIGIDSEGMENT; IfcDuctSegmentType.USERDEFINED | DUCT FITTINGS | DUCT FITTINGS
WyeDouble | (Pr_65_65_25_13 : Circular plastics ductwork and fittings) DUCT FITTINGS | Pr_65_65_25_13 | Circular plastics ductwork and fittings | IfcDuctFittingType.BEND; IfcDuctFittingType.CONNECTOR; IfcDuctFittingType.ENTRY; IfcDuctFittingType.EXIT; IfcDuctFittingType.JUNCTION; IfcDuctFittingType.OBSTRUCTION; IfcDuctFittingType.TRANSITION; IfcDuctFittingType.USERDEFINED; IfcDuctSegmentType.FLEXIBLESEGMENT; IfcDuctSegmentType.RIGIDSEGMENT; IfcDuctSegmentType.USERDEFINED | DUCT FITTINGS | DUCT FITTINGS
WyeBranchRectangular | (Pr_65_65_25_13 : Circular plastics ductwork and fittings) DUCT FITTINGS | Pr_65_65_25_13 | Circular plastics ductwork and fittings | IfcDuctFittingType.BEND; IfcDuctFittingType.CONNECTOR; IfcDuctFittingType.ENTRY; IfcDuctFittingType.EXIT; IfcDuctFittingType.JUNCTION; IfcDuctFittingType.OBSTRUCTION; IfcDuctFittingType.TRANSITION; IfcDuctFittingType.USERDEFINED; IfcDuctSegmentType.FLEXIBLESEGMENT; IfcDuctSegmentType.RIGIDSEGMENT; IfcDuctSegmentType.USERDEFINED | DUCT FITTINGS | DUCT FITTINGS
WyeBranchRound | (Pr_65_65_25_13 : Circular plastics ductwork and fittings) DUCT FITTINGS | Pr_65_65_25_13 | Circular plastics ductwork and fittings | IfcDuctFittingType.BEND; IfcDuctFittingType.CONNECTOR; IfcDuctFittingType.ENTRY; IfcDuctFittingType.EXIT; IfcDuctFittingType.JUNCTION; IfcDuctFittingType.OBSTRUCTION; IfcDuctFittingType.TRANSITION; IfcDuctFittingType.USERDEFINED; IfcDuctSegmentType.FLEXIBLESEGMENT; IfcDuctSegmentType.RIGIDSEGMENT; IfcDuctSegmentType.USERDEFINED | DUCT FITTINGS | DUCT FITTINGS
MeshWireScreenRectangular | (Pr_65_65_25_13 : Circular plastics ductwork and fittings) DUCT FITTINGS | Pr_65_65_25_13 | Circular plastics ductwork and fittings | IfcDuctFittingType.BEND; IfcDuctFittingType.CONNECTOR; IfcDuctFittingType.ENTRY; IfcDuctFittingType.EXIT; IfcDuctFittingType.JUNCTION; IfcDuctFittingType.OBSTRUCTION; IfcDuctFittingType.TRANSITION; IfcDuctFittingType.USERDEFINED; IfcDuctSegmentType.FLEXIBLESEGMENT; IfcDuctSegmentType.RIGIDSEGMENT; IfcDuctSegmentType.USERDEFINED | DUCT FITTINGS | DUCT FITTINGS
MeshWireScreenRound | (Pr_65_65_25_13 : Circular plastics ductwork and fittings) DUCT FITTINGS | Pr_65_65_25_13 | Circular plastics ductwork and fittings | IfcDuctFittingType.BEND; IfcDuctFittingType.CONNECTOR; IfcDuctFittingType.ENTRY; IfcDuctFittingType.EXIT; IfcDuctFittingType.JUNCTION; IfcDuctFittingType.OBSTRUCTION; IfcDuctFittingType.TRANSITION; IfcDuctFittingType.USERDEFINED; IfcDuctSegmentType.FLEXIBLESEGMENT; IfcDuctSegmentType.RIGIDSEGMENT; IfcDuctSegmentType.USERDEFINED | DUCT FITTINGS | DUCT FITTINGS
WyeYBranch | (Pr_65_65_25_13 : Circular plastics ductwork and fittings) DUCT FITTINGS | Pr_65_65_25_13 | Circular plastics ductwork and fittings | IfcDuctFittingType.BEND; IfcDuctFittingType.CONNECTOR; IfcDuctFittingType.ENTRY; IfcDuctFittingType.EXIT; IfcDuctFittingType.JUNCTION; IfcDuctFittingType.OBSTRUCTION; IfcDuctFittingType.TRANSITION; IfcDuctFittingType.USERDEFINED; IfcDuctSegmentType.FLEXIBLESEGMENT; IfcDuctSegmentType.RIGIDSEGMENT; IfcDuctSegmentType.USERDEFINED | DUCT FITTINGS | DUCT FITTINGS
BatteryHeaterElectric | (Pr_60_65_37_27 : Electric heater batteries) MECHANICAL EQUIPMENT | Pr_60_65_37_27 | Electric heater batteries | IfcCoilType.ELECTRICHEATINGCOIL | MECHANICAL EQUIPMENT | MECHANICAL EQUIPMENT
BatteryHeaterGas | (Pr_60_65_37_33 : Gas-fired heater batteries) MECHANICAL EQUIPMENT | Pr_60_65_37_33 | Gas-fired heater batteries | IfcCoilType.GASHEATINGCOIL | MECHANICAL EQUIPMENT | MECHANICAL EQUIPMENT
BeamChilled | (Pr_70_60_14_02 : Active climatic beams) MECHANICAL EQUIPMENT | Pr_70_60_14_02 | Active climatic beams | IfcCooledBeamType.ACTIVE | MECHANICAL EQUIPMENT | MECHANICAL EQUIPMENT
BeamClimaticActive | (Pr_70_60_14_02 : Active climatic beams) MECHANICAL EQUIPMENT | Pr_70_60_14_02 | Active climatic beams | IfcCooledBeamType.ACTIVE | MECHANICAL EQUIPMENT | MECHANICAL EQUIPMENT
BeamClimaticActiveBulkhead | (Pr_70_60_14_10 : Bulkhead active climatic beams) MECHANICAL EQUIPMENT | Pr_70_60_14_10 | Bulkhead active climatic beams | IfcCooledBeamType.ACTIVE | MECHANICAL EQUIPMENT | MECHANICAL EQUIPMENT
BeamClimaticActiveCassette | (Pr_70_60_14_53 : Modular or cassette active climatic beams) MECHANICAL EQUIPMENT | Pr_70_60_14_53 | Modular or cassette active climatic beams | IfcCooledBeamType.ACTIVE | MECHANICAL EQUIPMENT | MECHANICAL EQUIPMENT
BeamClimaticActiveLinear | (Pr_70_60_14_47 : Linear active climatic beams) MECHANICAL EQUIPMENT | Pr_70_60_14_47 | Linear active climatic beams | IfcCooledBeamType.ACTIVE | MECHANICAL EQUIPMENT | MECHANICAL EQUIPMENT
BeamClimaticMulti | (Pr_70_60_14_55 : Multi-service climatic beams) MECHANICAL EQUIPMENT | Pr_70_60_14_55 | Multi-service climatic beams | IfcCooledBeamType.USERDEFINED | MECHANICAL EQUIPMENT | MECHANICAL EQUIPMENT
BeamClimaticPassive | (Pr_70_60_14_60 : Passive climatic beams) MECHANICAL EQUIPMENT | Pr_70_60_14_60 | Passive climatic beams | IfcCooledBeamType.PASSIVE | MECHANICAL EQUIPMENT | MECHANICAL EQUIPMENT
BoxCAV | (Pr_65_65_24_93 : Variable air volume boxes) MECHANICAL EQUIPMENT | Pr_65_65_24_93 | Variable air volume boxes | IfcCondenserType.AIRCOOLED | MECHANICAL EQUIPMENT | MECHANICAL EQUIPMENT
BoxVAV | (Pr_65_65_24_93 : Variable air volume boxes) MECHANICAL EQUIPMENT | Pr_65_65_24_93 | Variable air volume boxes | IfcCondenserType.AIRCOOLED | MECHANICAL EQUIPMENT | MECHANICAL EQUIPMENT
ChillerAdiabatic | (Pr_60_60_13_02 : Adiabatic chillers) MECHANICAL EQUIPMENT | Pr_60_60_13_02 | Adiabatic chillers | IfcChillerType.USERDEFINED | MECHANICAL EQUIPMENT | MECHANICAL EQUIPMENT
ChillerAdsorption | (Pr_60_60_13_01 : Adsorption chillers) MECHANICAL EQUIPMENT | Pr_60_60_13_01 | Adsorption chillers | IfcChillerType.USERDEFINED | MECHANICAL EQUIPMENT | MECHANICAL EQUIPMENT
ChillerAirCooled | (Pr_60_60_13_04 : Air-cooled liquid chillers) MECHANICAL EQUIPMENT | Pr_60_60_13_04 | Air-cooled liquid chillers | IfcChillerType.AIRCOOLED | MECHANICAL EQUIPMENT | MECHANICAL EQUIPMENT
ChillerBlastAir | (Pr_60_60_13_03 : Air blast chillers) MECHANICAL EQUIPMENT | Pr_60_60_13_03 | Air blast chillers | IfcChillerType.AIRCOOLED | MECHANICAL EQUIPMENT | MECHANICAL EQUIPMENT
ChillerModular | (Pr_60_60_13_04 : Air-cooled liquid chillers) MECHANICAL EQUIPMENT | Pr_60_60_13_04 | Air-cooled liquid chillers | IfcChillerType.AIRCOOLED | MECHANICAL EQUIPMENT | MECHANICAL EQUIPMENT
ChillerWaterCooled | (Pr_60_60_13_96 : Water-cooled liquid chillers) MECHANICAL EQUIPMENT | Pr_60_60_13_96 | Water-cooled liquid chillers | IfcChillerType.WATERCOOLED | MECHANICAL EQUIPMENT | MECHANICAL EQUIPMENT
CoilCoolingRefrigerant | (Pr_60_65_37_72 : Refrigerant cooling coils) MECHANICAL EQUIPMENT | Pr_60_65_37_72 | Refrigerant cooling coils | IfcCoilType.DXCOOLINGCOIL | MECHANICAL EQUIPMENT | MECHANICAL EQUIPMENT
CoilCoolingWaterChilled | (Pr_60_65_37_12 : Chilled water cooling coils) MECHANICAL EQUIPMENT | Pr_60_65_37_12 | Chilled water cooling coils | IfcCoilType.WATERCOOLINGCOIL | MECHANICAL EQUIPMENT | MECHANICAL EQUIPMENT
CoilHeatingWater | (Pr_60_65_37_47 : Low-temperature hot water heating coils) MECHANICAL EQUIPMENT | Pr_60_65_37_47 | Low-temperature hot water heating coils | IfcCoilType.WATERHEATINGCOIL | MECHANICAL EQUIPMENT | MECHANICAL EQUIPMENT
CondenserEvaporative | (Pr_60_60_13_28 : Evaporative condensers) MECHANICAL EQUIPMENT | Pr_60_60_13_28 | Evaporative condensers | IfcCondenserType.EVAPORATIVECOOLED | MECHANICAL EQUIPMENT | MECHANICAL EQUIPMENT
ControllerVRF | (Pr_75_50_20_94 : Variable refrigerant flow (VRF) system branch controllers) MECHANICAL EQUIPMENT | Pr_75_50_20_94 | Variable refrigerant flow (VRF) system branch controllers |  | MECHANICAL EQUIPMENT | MECHANICAL EQUIPMENT
ConvectorFan | (Pr_70_60_36_30 : Fan convectors) MECHANICAL EQUIPMENT | Pr_70_60_36_30 | Fan convectors | IfcSpaceHeaterType.CONVECTOR | MECHANICAL EQUIPMENT | MECHANICAL EQUIPMENT
ConvectorNatural | (Pr_70_60_36_56 : Natural convectors) MECHANICAL EQUIPMENT | Pr_70_60_36_56 | Natural convectors | IfcSpaceHeaterType.CONVECTOR | MECHANICAL EQUIPMENT | MECHANICAL EQUIPMENT
ConvectorTrench | (Pr_70_60_36_90 : Trench convectors) MECHANICAL EQUIPMENT | Pr_70_60_36_90 | Trench convectors | IfcSpaceHeaterType.CONVECTOR | MECHANICAL EQUIPMENT | MECHANICAL EQUIPMENT
CoolerAirDry | (Pr_70_65_03_25 : Dry air coolers) MECHANICAL EQUIPMENT | Pr_70_65_03_25 | Dry air coolers | IfcCondenserType.AIRCOOLED | MECHANICAL EQUIPMENT | MECHANICAL EQUIPMENT
DehumidifierDesiccant | (Pr_65_67_39_22 : Desiccant dehumidifiers) MECHANICAL EQUIPMENT | Pr_65_67_39_22 | Desiccant dehumidifiers | IfcUnitaryEquipmentType.DEHUMIDIFIER | MECHANICAL EQUIPMENT | MECHANICAL EQUIPMENT
DryerAirCompressed | (Pr_65_67_16_37 : Heated desiccant compressed air dryers) MECHANICAL EQUIPMENT | Pr_65_67_16_37 | Heated desiccant compressed air dryers |  | MECHANICAL EQUIPMENT | MECHANICAL EQUIPMENT
DryerAirCompressedHeatless | (Pr_65_67_16_38 : Heatless desiccant compressed air dryers) MECHANICAL EQUIPMENT | Pr_65_67_16_38 | Heatless desiccant compressed air dryers |  | MECHANICAL EQUIPMENT | MECHANICAL EQUIPMENT
ElementHeatingUnderfloor | (Pr_70_60_36_27 : Electric cable underfloor heating elements) MECHANICAL EQUIPMENT | Pr_70_60_36_27 | Electric cable underfloor heating elements | IfcSpaceHeaterType.USERDEFINED | MECHANICAL EQUIPMENT | MECHANICAL EQUIPMENT
ElementHeatingUnderfloorSheet | (Pr_70_60_36_28 : Electric sheet underfloor heating elements) MECHANICAL EQUIPMENT | Pr_70_60_36_28 | Electric sheet underfloor heating elements | IfcSpaceHeaterType.USERDEFINED | MECHANICAL EQUIPMENT | MECHANICAL EQUIPMENT
ExchangerHeatHorizontal | (Pr_60_60_36_38 : Horizontal wastewater heat exchangers) MECHANICAL EQUIPMENT | Pr_60_60_36_38 | Horizontal wastewater heat exchangers | IfcHeatExchangerType.USERDEFINED | MECHANICAL EQUIPMENT | MECHANICAL EQUIPMENT
ExchangerHeatMultiple | (Pr_60_60_36_55 : Multiple wastewater heat exchangers) MECHANICAL EQUIPMENT | Pr_60_60_36_55 | Multiple wastewater heat exchangers | IfcHeatExchangerType.USERDEFINED | MECHANICAL EQUIPMENT | MECHANICAL EQUIPMENT
ExchangerHeatPassive | (Pr_60_60_36_60 : Passive heat exchangers) MECHANICAL EQUIPMENT | Pr_60_60_36_60 | Passive heat exchangers | IfcHeatExchangerType.USERDEFINED | MECHANICAL EQUIPMENT | MECHANICAL EQUIPMENT
ExchangerHeatPlate | (Pr_60_60_38_62 : Plate heat exchangers) MECHANICAL EQUIPMENT | Pr_60_60_38_62 | Plate heat exchangers | IfcHeatExchangerType.PLATE | MECHANICAL EQUIPMENT | MECHANICAL EQUIPMENT
ExchangerHeatPlateInstant | (Pr_60_60_38_42 : Instantaneous plate heat exchangers) MECHANICAL EQUIPMENT | Pr_60_60_38_42 | Instantaneous plate heat exchangers | IfcHeatExchangerType.PLATE | MECHANICAL EQUIPMENT | MECHANICAL EQUIPMENT
ExchangerHeatVertical | (Pr_60_60_36_94 : Vertical wastewater heat exchangers) MECHANICAL EQUIPMENT | Pr_60_60_36_94 | Vertical wastewater heat exchangers | IfcHeatExchangerType.USERDEFINED | MECHANICAL EQUIPMENT | MECHANICAL EQUIPMENT
ExchangerShellAndTube | (Pr_60_60_38_42 : Instantaneous plate heat exchangers) MECHANICAL EQUIPMENT | Pr_60_60_38_42 | Instantaneous plate heat exchangers | IfcHeatExchangerType.PLATE | MECHANICAL EQUIPMENT | MECHANICAL EQUIPMENT
FanAxialTwin | (Pr_65_67_29_88 : Twin axial fans) MECHANICAL EQUIPMENT | Pr_65_67_29_88 | Twin axial fans |  | MECHANICAL EQUIPMENT | MECHANICAL EQUIPMENT
FanBifurcated | (Pr_65_67_29_09 : Bifurcated fans) MECHANICAL EQUIPMENT | Pr_65_67_29_09 | Bifurcated fans | IfcFanType.USERDEFINED | MECHANICAL EQUIPMENT | MECHANICAL EQUIPMENT
FanCabinet | (Pr_65_67_29_22 : Destratification fans) MECHANICAL EQUIPMENT | Pr_65_67_29_22 | Destratification fans |  | MECHANICAL EQUIPMENT | MECHANICAL EQUIPMENT
FanCentrifugal | (Pr_65_67_29_12 : Centrifugal fans) MECHANICAL EQUIPMENT | Pr_65_67_29_12 | Centrifugal fans | IfcFanType.CENTRIFUGALAIRFOIL; IfcFanType.CENTRIFUGALBACKWARDINCLINEDCURVED; IfcFanType.CENTRIFUGALFORWARDCURVED; IfcFanType.CENTRIFUGALRADIAL | MECHANICAL EQUIPMENT | MECHANICAL EQUIPMENT
FanCentrifugalTwin | (Pr_65_67_29_89 : Twin centrifugal fans) MECHANICAL EQUIPMENT | Pr_65_67_29_89 | Twin centrifugal fans | IfcFanType.CENTRIFUGALAIRFOIL; IfcFanType.CENTRIFUGALBACKWARDINCLINEDCURVED; IfcFanType.CENTRIFUGALFORWARDCURVED; IfcFanType.CENTRIFUGALRADIAL | MECHANICAL EQUIPMENT | MECHANICAL EQUIPMENT
FanDestratification | (Pr_65_67_29_22 : Destratification fans) MECHANICAL EQUIPMENT | Pr_65_67_29_22 | Destratification fans |  | MECHANICAL EQUIPMENT | MECHANICAL EQUIPMENT
FanExtractSmoke | (Pr_65_67_29_80 : Smoke extract fans) MECHANICAL EQUIPMENT | Pr_65_67_29_80 | Smoke extract fans |  | MECHANICAL EQUIPMENT | MECHANICAL EQUIPMENT
FanFlameproof | (Pr_65_67_29_26 : Explosion and flameproof fans) MECHANICAL EQUIPMENT | Pr_65_67_29_26 | Explosion and flameproof fans |  | MECHANICAL EQUIPMENT | MECHANICAL EQUIPMENT
FanFlowAxial | (Pr_65_67_29_05 : Axial flow fans) MECHANICAL EQUIPMENT | Pr_65_67_29_05 | Axial flow fans | IfcFanType.PROPELLORAXIAL; IfcFanType.TUBEAXIAL; IfcFanType.VANEAXIAL | MECHANICAL EQUIPMENT | MECHANICAL EQUIPMENT
FanFlowMixed | (Pr_65_67_29_52 : Mixed flow fans) MECHANICAL EQUIPMENT | Pr_65_67_29_52 | Mixed flow fans |  | MECHANICAL EQUIPMENT | MECHANICAL EQUIPMENT
FanFumeCorrosive | (Pr_65_67_29_15 : Corrosive fume fans) MECHANICAL EQUIPMENT | Pr_65_67_29_15 | Corrosive fume fans |  | MECHANICAL EQUIPMENT | MECHANICAL EQUIPMENT
FanInlineDuct | (Pr_65_67_29_62 : Plug fans) MECHANICAL EQUIPMENT | Pr_65_67_29_62 | Plug fans |  | MECHANICAL EQUIPMENT | MECHANICAL EQUIPMENT
FanJet | (Pr_65_67_29_44 : Jet fans) MECHANICAL EQUIPMENT | Pr_65_67_29_44 | Jet fans |  | MECHANICAL EQUIPMENT | MECHANICAL EQUIPMENT
FanPlug | (Pr_65_67_29_62 : Plug fans) MECHANICAL EQUIPMENT | Pr_65_67_29_62 | Plug fans |  | MECHANICAL EQUIPMENT | MECHANICAL EQUIPMENT
FanPropeller | (Pr_65_67_29_67 : Propeller fans) MECHANICAL EQUIPMENT | Pr_65_67_29_67 | Propeller fans |  | MECHANICAL EQUIPMENT | MECHANICAL EQUIPMENT
FanRoofExhaust | (Pr_65_67_29_72 : Roof-mounted fans) MECHANICAL EQUIPMENT | Pr_65_67_29_72 | Roof-mounted fans |  | MECHANICAL EQUIPMENT | MECHANICAL EQUIPMENT
FanRoofMounted | (Pr_65_67_29_72 : Roof-mounted fans) MECHANICAL EQUIPMENT | Pr_65_67_29_72 | Roof-mounted fans |  | MECHANICAL EQUIPMENT | MECHANICAL EQUIPMENT
FireGas | (Pr_70_60_36_35 : Gas fires) MECHANICAL EQUIPMENT | Pr_70_60_36_35 | Gas fires | IfcSpaceHeaterType.USERDEFINED | MECHANICAL EQUIPMENT | MECHANICAL EQUIPMENT
FireGasFuel | (Pr_70_60_36_22 : Decorative fuel effect gas fires) MECHANICAL EQUIPMENT | Pr_70_60_36_22 | Decorative fuel-effect gas fires | IfcSpaceHeaterType.USERDEFINED | MECHANICAL EQUIPMENT | MECHANICAL EQUIPMENT
HeaterDirectCabinet | (Pr_70_60_36_06 : Cabinet direct heaters) MECHANICAL EQUIPMENT | Pr_70_60_36_06 | Cabinet direct heaters |  | MECHANICAL EQUIPMENT | MECHANICAL EQUIPMENT
HeaterIndirectCabinet | (Pr_70_60_36_08 : Cabinet indirect heaters) MECHANICAL EQUIPMENT | Pr_70_60_36_08 | Cabinet indirect heaters |  | MECHANICAL EQUIPMENT | MECHANICAL EQUIPMENT
HeaterLuminousRadiant | (Pr_70_60_36_70 : Radiant luminous heaters) MECHANICAL EQUIPMENT | Pr_70_60_36_70 | Radiant luminous heaters |  | MECHANICAL EQUIPMENT | MECHANICAL EQUIPMENT
HeaterRoom | (Pr_70_60_36_74 : Room heaters) MECHANICAL EQUIPMENT | Pr_70_60_36_74 | Room heaters | IfcSpaceHeaterType.USERDEFINED | MECHANICAL EQUIPMENT | MECHANICAL EQUIPMENT
HeaterRoomFuel | (Pr_70_60_36_80 : Solid fuel room heaters) MECHANICAL EQUIPMENT | Pr_70_60_36_80 | Solid fuel room heaters |  | MECHANICAL EQUIPMENT | MECHANICAL EQUIPMENT
HeaterStorageThermal | (Pr_70_60_36_88 : Thermal storage heaters) MECHANICAL EQUIPMENT | Pr_70_60_36_88 | Thermal storage heaters |  | MECHANICAL EQUIPMENT | MECHANICAL EQUIPMENT
HeaterTubeRadiant | (Pr_70_60_36_72 : Radiant tube heaters) MECHANICAL EQUIPMENT | Pr_70_60_36_72 | Radiant tube heaters |  | MECHANICAL EQUIPMENT | MECHANICAL EQUIPMENT
HeaterTubeRadiantGas | (Pr_70_60_36_32 : Gas-fired radiant tube heaters) MECHANICAL EQUIPMENT | Pr_70_60_36_32 | Gas-fired radiant tube heaters | IfcSpaceHeaterType.USERDEFINED | MECHANICAL EQUIPMENT | MECHANICAL EQUIPMENT
HeaterUnit | (Pr_70_60_36_93 : Unit heaters) MECHANICAL EQUIPMENT | Pr_70_60_36_93 | Unit heaters | IfcSpaceHeaterType.USERDEFINED | MECHANICAL EQUIPMENT | MECHANICAL EQUIPMENT
HeaterUnitGas | (Pr_70_60_36_33 : Gas-fired unit heaters) MECHANICAL EQUIPMENT | Pr_70_60_36_33 | Gas-fired unit heaters | IfcSpaceHeaterType.USERDEFINED | MECHANICAL EQUIPMENT | MECHANICAL EQUIPMENT
HeaterWaterInstantElectric | (Pr_60_60_96_27 : Electric instantaneous water heaters) MECHANICAL EQUIPMENT | Pr_60_60_96_27 | Electric instantaneous water heaters | IfcElectricApplianceType.USERDEFINED | MECHANICAL EQUIPMENT | MECHANICAL EQUIPMENT
HeaterWaterStorageElectric | (Pr_60_60_96_28 : Electric storage water heaters) MECHANICAL EQUIPMENT | Pr_60_60_96_28 | Electric storage water heaters | IfcElectricApplianceType.USERDEFINED | MECHANICAL EQUIPMENT | MECHANICAL EQUIPMENT
HeatingUnderfloor | (Pr_70_60_36_49 : Low-temperature hot water underfloor heating) MECHANICAL EQUIPMENT | Pr_70_60_36_49 | Low-temperature hot water underfloor heating | IfcSpaceHeaterType.USERDEFINED | MECHANICAL EQUIPMENT | MECHANICAL EQUIPMENT
HumidifierAtomizingWater | (Pr_65_67_39_96 : Water atomizing humidifiers) MECHANICAL EQUIPMENT | Pr_65_67_39_96 | Water atomizing humidifiers |  | MECHANICAL EQUIPMENT | MECHANICAL EQUIPMENT
HumidifierEvaporative | (Pr_65_67_39_28 : Evaporative humidifiers) MECHANICAL EQUIPMENT | Pr_65_67_39_28 | Evaporative humidifiers |  | MECHANICAL EQUIPMENT | MECHANICAL EQUIPMENT
HumidifierSteam | (Pr_65_67_39_84 : Steam humidifiers) MECHANICAL EQUIPMENT | Pr_65_67_39_84 | Steam humidifiers | IfcHumidifierType.ASSISTEDSTEAM; IfcHumidifierType.STEAMINJECTION | MECHANICAL EQUIPMENT | MECHANICAL EQUIPMENT
PanelCeilingClimatic | (Pr_70_60_14_14 : Climatic ceiling panels) MECHANICAL EQUIPMENT | Pr_70_60_14_14 | Climatic ceiling panels | IfcCooledBeamType.ACTIVE; IfcCooledBeamType.PASSIVE; IfcCooledBeamType.USERDEFINED | MECHANICAL EQUIPMENT | MECHANICAL EQUIPMENT
PanelControlVRF | (Pr_75_50_18_94 : Variable refrigerant flow (VRF) system central control panels) MECHANICAL EQUIPMENT | Pr_75_50_18_94 | Variable refrigerant flow (VRF) system central control panels |  | MECHANICAL EQUIPMENT | MECHANICAL EQUIPMENT
PanelRadiant | (Pr_70_60_36_71 : Radiant panels) MECHANICAL EQUIPMENT | Pr_70_60_36_71 | Radiant panels | IfcSpaceHeaterType.RADIATOR | MECHANICAL EQUIPMENT | MECHANICAL EQUIPMENT
PumpHeatAbsorptionGas | (Pr_70_60_37_34 : Gas-fired absorption heat pumps) MECHANICAL EQUIPMENT | Pr_70_60_37_34 | Gas-fired absorption heat pumps |  | MECHANICAL EQUIPMENT | MECHANICAL EQUIPMENT
PumpHeatAir | (Pr_70_60_37_02 : Air-to-air heat pumps) MECHANICAL EQUIPMENT | Pr_70_60_37_02 | Air-to-air heat pumps |  | MECHANICAL EQUIPMENT | MECHANICAL EQUIPMENT
PumpHeatAirWater | (Pr_70_60_37_04 : Air-to-water heat pumps) MECHANICAL EQUIPMENT | Pr_70_60_37_04 | Air-to-water heat pumps |  | MECHANICAL EQUIPMENT | MECHANICAL EQUIPMENT
PumpHeatGas | (Pr_70_60_37_33 : Gas-engine-driven heat pumps) MECHANICAL EQUIPMENT | Pr_70_60_37_33 | Gas-engine-driven heat pumps |  | MECHANICAL EQUIPMENT | MECHANICAL EQUIPMENT
PumpHeatGround | (Pr_70_60_37_36 : Ground source heat pumps) MECHANICAL EQUIPMENT | Pr_70_60_37_36 | Ground source heat pumps |  | MECHANICAL EQUIPMENT | MECHANICAL EQUIPMENT
PumpHeatWater | (Pr_70_60_37_98 : Water-to-water heat pumps) MECHANICAL EQUIPMENT | Pr_70_60_37_98 | Water-to-water heat pumps |  | MECHANICAL EQUIPMENT | MECHANICAL EQUIPMENT
PumpHeatWaterAir | (Pr_70_60_37_96 : Water-to-air heat pumps) MECHANICAL EQUIPMENT | Pr_70_60_37_96 | Water-to-air heat pumps |  | MECHANICAL EQUIPMENT | MECHANICAL EQUIPMENT
Radiator | (Pr_70_60_36_73 : Radiators) MECHANICAL EQUIPMENT | Pr_70_60_36_73 | Radiators | IfcSpaceHeaterType.RADIATOR | MECHANICAL EQUIPMENT | MECHANICAL EQUIPMENT
RailTowelHeatedElectric | (Pr_70_60_36_26 : Electric heated towel rails) MECHANICAL EQUIPMENT | Pr_70_60_36_26 | Electric heated towel rails |  | MECHANICAL EQUIPMENT | MECHANICAL EQUIPMENT
RailTowelHeatedWater | (Pr_70_60_36_48 : Low-temperature hot water heated towel rails) MECHANICAL EQUIPMENT | Pr_70_60_36_48 | Low-temperature hot water heated towel rails |  | MECHANICAL EQUIPMENT | MECHANICAL EQUIPMENT
StoveWood | (Pr_70_60_36_97 : Wood-burning stoves) MECHANICAL EQUIPMENT | Pr_70_60_36_97 | Wood-burning stoves | IfcSpaceHeaterType.USERDEFINED | MECHANICAL EQUIPMENT | MECHANICAL EQUIPMENT
TowerClosedCircuitCooling | (Pr_60_60_13_59 : Open circuit cooling towers) MECHANICAL EQUIPMENT | Pr_60_60_13_59 | Open-circuit cooling towers | IfcCoolingTowerType.MECHANICALFORCEDDRAFT; IfcCoolingTowerType.MECHANICALINDUCEDDRAFT; IfcCoolingTowerType.NATURALDRAFT | MECHANICAL EQUIPMENT | MECHANICAL EQUIPMENT
TowerCooling | (Pr_60_60_13_59 : Open circuit cooling towers) MECHANICAL EQUIPMENT | Pr_60_60_13_59 | Open-circuit cooling towers | IfcCoolingTowerType.MECHANICALFORCEDDRAFT; IfcCoolingTowerType.MECHANICALINDUCEDDRAFT; IfcCoolingTowerType.NATURALDRAFT | MECHANICAL EQUIPMENT | MECHANICAL EQUIPMENT
TowerOpenCircuitCooling | (Pr_60_60_13_59 : Open circuit cooling towers) MECHANICAL EQUIPMENT | Pr_60_60_13_59 | Open-circuit cooling towers | IfcCoolingTowerType.MECHANICALFORCEDDRAFT; IfcCoolingTowerType.MECHANICALINDUCEDDRAFT; IfcCoolingTowerType.NATURALDRAFT | MECHANICAL EQUIPMENT | MECHANICAL EQUIPMENT
UnitAirHandlingReturnExtract | (Pr_60_65_03_28 : Extract and return air-handling units) MECHANICAL EQUIPMENT | Pr_60_65_03_28 | Extract and return air-handling units | IfcUnitaryEquipmentType.AIRHANDLER | MECHANICAL EQUIPMENT | MECHANICAL EQUIPMENT
UnitAirHandlingReturnSupply | (Pr_60_65_03_87 : Supply and return air-handling units) MECHANICAL EQUIPMENT | Pr_60_65_03_87 | Supply and return air-handling units | IfcUnitaryEquipmentType.AIRHANDLER | MECHANICAL EQUIPMENT | MECHANICAL EQUIPMENT
UnitAirHandlingSupply | (Pr_60_65_03_86 : Supply air-handling units) MECHANICAL EQUIPMENT | Pr_60_65_03_86 | Supply air-handling units | IfcUnitaryEquipmentType.AIRHANDLER | MECHANICAL EQUIPMENT | MECHANICAL EQUIPMENT
UnitAirMultiZone | (Pr_60_65_03_86 : Supply air-handling units) MECHANICAL EQUIPMENT | Pr_60_65_03_86 | Supply air-handling units | IfcUnitaryEquipmentType.AIRHANDLER | MECHANICAL EQUIPMENT | MECHANICAL EQUIPMENT
UnitAirPackaged | (Pr_60_65_03_86 : Supply air-handling units) MECHANICAL EQUIPMENT | Pr_60_65_03_86 | Supply air-handling units | IfcUnitaryEquipmentType.AIRHANDLER | MECHANICAL EQUIPMENT | MECHANICAL EQUIPMENT
UnitAirSingleZone | (Pr_60_65_03_86 : Supply air-handling units) MECHANICAL EQUIPMENT | Pr_60_65_03_86 | Supply air-handling units | IfcUnitaryEquipmentType.AIRHANDLER | MECHANICAL EQUIPMENT | MECHANICAL EQUIPMENT
UnitCoilFan | (Pr_70_65_03_29 : Fan coil units) MECHANICAL EQUIPMENT | Pr_70_65_03_29 | Fan coil units |  | MECHANICAL EQUIPMENT | MECHANICAL EQUIPMENT
UnitCondensingAir | (Pr_70_65_03_02 : Air-cooled condensing units) MECHANICAL EQUIPMENT | Pr_70_65_03_02 | Air-cooled condensing units | IfcCondenserType.AIRCOOLED | MECHANICAL EQUIPMENT | MECHANICAL EQUIPMENT
UnitCondensingAirCoilSplit | (Pr_70_65_03_84 : Split coil remote air-cooled condensing units) MECHANICAL EQUIPMENT | Pr_70_65_03_84 | Split coil remote air-cooled condensing units | IfcCondenserType.AIRCOOLED | MECHANICAL EQUIPMENT | MECHANICAL EQUIPMENT
UnitConditioningAir | (Pr_70_65_03 : Air conditioning units) MECHANICAL EQUIPMENT | Pr_70_65_03 | Air conditioning units |  | MECHANICAL EQUIPMENT | MECHANICAL EQUIPMENT
UnitConditioningAirCoilSplit | (Pr_70_65_03_86 : Split coil room air conditioning units) MECHANICAL EQUIPMENT | Pr_70_65_03_86 | Split coil room air conditioning units | IfcUnitaryequipmentType.AIRCONDITIONINGUNIT | MECHANICAL EQUIPMENT | MECHANICAL EQUIPMENT
UnitConditioningAirLocal | (Pr_70_65_03_47 : Local air conditioning units) MECHANICAL EQUIPMENT | Pr_70_65_03_47 | Local air conditioning units | IfcUnitaryequipmentType.AIRCONDITIONINGUNIT | MECHANICAL EQUIPMENT | MECHANICAL EQUIPMENT
UnitConditioningAirRoom | (Pr_70_65_03_72 : Room air conditioning units) MECHANICAL EQUIPMENT | Pr_70_65_03_72 | Room air conditioning units | IfcUnitaryequipmentType.AIRCONDITIONINGUNIT | MECHANICAL EQUIPMENT | MECHANICAL EQUIPMENT
UnitCoolingEvaporative | (Pr_70_65_03_27 : Evaporative cooling units) MECHANICAL EQUIPMENT | Pr_70_65_03_27 | Evaporative cooling units | IfcCondenserType.EVAPORATIVECOOLED | MECHANICAL EQUIPMENT | MECHANICAL EQUIPMENT
UnitCoolingEvaporativeIndirect | (Pr_70_65_03_41 : Indirect evaporative cooling units) MECHANICAL EQUIPMENT | Pr_70_65_03_41 | Indirect evaporative cooling units | IfcCondenserType.EVAPORATIVECOOLED | MECHANICAL EQUIPMENT | MECHANICAL EQUIPMENT
UnitFanDomestic | (Pr_65_67_29_23 : Domestic fan units) MECHANICAL EQUIPMENT | Pr_65_67_29_23 | Domestic fan units |  | MECHANICAL EQUIPMENT | MECHANICAL EQUIPMENT
UnitFanDwellingWhole | (Pr_65_67_29_96 : Whole dwelling fan units) MECHANICAL EQUIPMENT | Pr_65_67_29_96 | Whole dwelling fan units |  | MECHANICAL EQUIPMENT | MECHANICAL EQUIPMENT
UnitFanMultipointDomestic | (Pr_65_67_29_24 : Domestic multipoint fan units) MECHANICAL EQUIPMENT | Pr_65_67_29_24 | Domestic multipoint fan units |  | MECHANICAL EQUIPMENT | MECHANICAL EQUIPMENT
UnitFanTerminal | (Pr_70_65_04_88 : Terminal fan units) MECHANICAL EQUIPMENT | Pr_70_65_04_88 | Terminal fan units |  | MECHANICAL EQUIPMENT | MECHANICAL EQUIPMENT
UnitInduction | (Pr_70_65_03_43 : Induction units) MECHANICAL EQUIPMENT | Pr_70_65_03_43 | Induction units |  | MECHANICAL EQUIPMENT | MECHANICAL EQUIPMENT
UnitRefrigeration | (Pr_70_65_03_42 : Indoor refrigeration units) MECHANICAL EQUIPMENT | Pr_70_65_03_42 | Indoor refrigeration units |  | MECHANICAL EQUIPMENT | MECHANICAL EQUIPMENT
UnitShowerInstantElectric | (Pr_60_60_96_26 : Electric instantaneous shower units) MECHANICAL EQUIPMENT | Pr_60_60_96_26 | Electric instantaneous shower units | IfcElectricApplianceType.USERDEFINED | MECHANICAL EQUIPMENT | MECHANICAL EQUIPMENT
UnitTerminalFanVAV | (Pr_70_65_04_93 : Variable air volume (VAV) fan-assisted terminal units) MECHANICAL EQUIPMENT | Pr_70_65_04_93 | Variable air volume (VAV) fan-assisted terminal units |  | MECHANICAL EQUIPMENT | MECHANICAL EQUIPMENT
UnitTerminalVAV | (Pr_70_65_04_94 : Variable air volume (VAV) terminal units) MECHANICAL EQUIPMENT | Pr_70_65_04_94 | Variable air volume (VAV) terminal units |  | MECHANICAL EQUIPMENT | MECHANICAL EQUIPMENT
UnitVRF | (Pr_70_65_03_94 : Variable refrigerant flow units) MECHANICAL EQUIPMENT | Pr_70_65_03_94 | Variable refrigerant flow (VRF) units |  | MECHANICAL EQUIPMENT | MECHANICAL EQUIPMENT
VentilatorEnergyRecovery | (Pr_65_67_29_64 : Powered smoke and heat exhaust ventilators) MECHANICAL EQUIPMENT | Pr_65_67_29_64 | Powered smoke and heat exhaust ventilators |  | MECHANICAL EQUIPMENT | MECHANICAL EQUIPMENT
VentilatorExhaustHeat | (Pr_65_67_29_64 : Powered smoke and heat exhaust ventilators) MECHANICAL EQUIPMENT | Pr_65_67_29_64 | Powered smoke and heat exhaust ventilators |  | MECHANICAL EQUIPMENT | MECHANICAL EQUIPMENT
VentilatorHeatRecovery | (Pr_65_67_29_64 : Powered smoke and heat exhaust ventilators) MECHANICAL EQUIPMENT | Pr_65_67_29_64 | Powered smoke and heat exhaust ventilators |  | MECHANICAL EQUIPMENT | MECHANICAL EQUIPMENT

## Object-PH
ObjectName (reverseCamel) | Description | Uniclass Pr | Uniclass Description | IFC4 | Revit Category | Group
Pipe Accessories | AccessoryDuct |  |  |  |  | PD - PUBLIC HEALTH
ClipsPipeDrainage | AccessoryPipe | Pr_20_29_14_24 | Drainage pipe clips | IfcMechanicalFastenerType.USERDEFINED | STRUCTURAL CONNECTIONS | PD - PUBLIC HEALTH
BathsAccessible | Area | Pr_40_20_06_02 | Accessible baths | IfcSanitaryTerminalType.BATH | PLUMBING FIXTURES | PD - PUBLIC HEALTH
Baths | Baluster | Pr_40_20_06_08 | Baths | IfcSanitaryTerminalType.BATH | PLUMBING FIXTURES | PD - PUBLIC HEALTH
Bidets | Callout | Pr_40_20_06_11 | Bidets | IfcSanitaryTerminalType.BIDET | PLUMBING FIXTURES | PD - PUBLIC HEALTH
BathsGeneralCareHealth | Casework | Pr_40_20_06_36 | Health care general baths | IfcSanitaryTerminalType.BATH | PLUMBING FIXTURES | PD - PUBLIC HEALTH
BidetsPatternHospital | Ceiling | Pr_40_20_06_38 | Hospital pattern bidets | IfcSanitaryTerminalType.BIDET | PLUMBING FIXTURES | PD - PUBLIC HEALTH
BedsShower | CirculationVertical | Pr_40_20_06_78 | Shower beds | IfcFurnitureType.USERDEFINED; IfcSanitaryTerminalType.SHOWER |  | PD - PUBLIC HEALTH
TraysShower | Column | Pr_40_20_06_84 | Shower trays |  | PLUMBING FIXTURES | PD - PUBLIC HEALTH
BathsWhirlpool | ColumnStructural | Pr_40_20_06_99 | Whirlpool baths | IfcSanitaryTerminalType.BATH | SPECIALTY EQUIPMENT | PD - PUBLIC HEALTH
StationsEye-WashAndShowerEmergencyCombined | ConnectionStructural | Pr_40_20_27_15 | Combined emergency shower and eye-wash stations | IfcSanitaryTerminalType.SANITARYFOUNTAIN; IfcSanitaryTerminalType.SHOWER |  | PD - PUBLIC HEALTH
ShowersSafety | DeviceAlarmFire | Pr_40_20_27_75 | Safety showers | IfcSanitaryTerminalType.SHOWER |  | PD - PUBLIC HEALTH
PackagesEquipmentShowerAccessible | DeviceAudioVisual | Pr_40_20_60_01 | Accessible shower equipment packages | IfcFurnitureType.USERDEFINED; IfcSanitaryTerminalType.SHOWER |  | PD - PUBLIC HEALTH
SpraysHandAndHoseShowerWithTapsMixerBath | DeviceCallNurse | Pr_40_20_87_07 | Bath mixer taps with shower hose and hand sprays | IfcSanitaryTerminalType.SHOWER; IfcValveType.FAUCET | PLUMBING FIXTURES | PD - PUBLIC HEALTH
TapsMixerBath | DeviceCommunication | Pr_40_20_87_08 | Bath mixer taps | IfcValveType.FAUCET | PLUMBING FIXTURES | PD - PUBLIC HEALTH
TapsBath | DeviceControlMechanical | Pr_40_20_87_09 | Bath taps | IfcValveType.FAUCET | PLUMBING FIXTURES | PD - PUBLIC HEALTH
SetsSupplyWaterThermostaticBath | DeviceData | Pr_40_20_87_10 | Bath thermostatic water supply sets | IfcValveType.FAUCET | PLUMBING FIXTURES | PD - PUBLIC HEALTH
TapsMixerSupplyOver-RimBidet | DeviceLighting | Pr_40_20_87_11 | Bidet over-rim supply mixer taps | IfcValveType.FAUCET | PLUMBING FIXTURES | PD - PUBLIC HEALTH
ValvesFoot-Operated | DeviceSecurity | Pr_40_20_87_31 | Foot-operated valves | IfcValveType.FAUCET | PLUMBING FIXTURES | PD - PUBLIC HEALTH
TapsGarden | DeviceTelephone | Pr_40_20_87_33 | Garden taps | IfcValveType.FAUCET | PLUMBING FIXTURES | PD - PUBLIC HEALTH
ValvesGrip | Door | Pr_40_20_87_35 | Grip valves | IfcValveType.ISOLATING | PLUMBING FIXTURES | PD - PUBLIC HEALTH
Coupling | Drafting |  |  |  |  | PD - PUBLIC HEALTH
Cross | Elevation |  |  |  |  | PD - PUBLIC HEALTH
Elbow | Entourage |  |  |  |  | PD - PUBLIC HEALTH
EyeCleaning | EquipmentElectrical |  |  |  |  | PD - PUBLIC HEALTH
EyeRodding | EquipmentMechanical |  |  |  |  | PD - PUBLIC HEALTH
FittingGrooved | EquipmentMedical |  |  |  |  | PD - PUBLIC HEALTH
Flange | EquipmentPlumbing |  |  |  |  | PD - PUBLIC HEALTH
Plug | EquipmentServiceFlood |  |  |  |  | PD - PUBLIC HEALTH
Reducer | EquipmentSpecialty |  |  |  |  | PD - PUBLIC HEALTH
TeeReducing | FittingCableTray |  |  |  |  | PD - PUBLIC HEALTH
TeeStandard | FittingConduit |  |  |  |  | PD - PUBLIC HEALTH
TrapDrum | FittingDuct |  |  |  |  | PD - PUBLIC HEALTH
TrapP | FittingPipe |  |  |  |  | PD - PUBLIC HEALTH
TrapS | FixtureElectrical |  |  |  |  | PD - PUBLIC HEALTH
Union | FixtureLighting |  |  |  |  | PD - PUBLIC HEALTH
Wye | FixturePlumbing |  |  |  |  | PD - PUBLIC HEALTH
Plumbing Fixtures | FoundationStructural
Bathtub | FramingAncilleryMEP
Bidet | FramingStructural
Cleanout | Furniture
CoolerWater | Hardscape
DrainFloor | ItemDetailed
DrainRoof | Mass
EmergencyShower | ModelGeneric
FountainDrinking | PanelCurtain
HydrantDryBarrel | Parking
HydrantWall | Planting
HydrantWetBarrel | Profile
PrimerTrap | ProtectionFire
Shower | Railing
SinkBar | Road
SinkCountertop | Roof
SinkKitchenDouble | Signage
SinkKitchenSingle | Site
SinkMop | Sprinkler
SinkPedestal | Stair
SinkWall | StiffenersDuctworkFabricationMEP
StationEyewash | StiffenerStructural
TubLaundry | SystemFurniture
Urinal | TerminalAir
WaterClosetFloor | Wall
WaterClosetTank | Window
WaterClosetWall
Pumps
PumpBooster
PumpCentrifugal
PumpChemicalDosing
PumpCirculatorHeat
PumpCondensate
PumpEndSuction
PumpFire
PumpInline
PumpJockey
PumpRecirculation
PumpSewageEjector
PumpSplitCase
PumpSump
PumpVacuum
PumpVerticalTurbine
Speciality Equipment
CabinetExtinguisherFireRecessed
CabinetHoseFire
CabinetSurfaceMounted
CabinetValveDepartmentFire
CabinetValveHoseCombination
ExtinguisherFireWallMounted
Sprinkler
SprinklerConcealed
SprinklerDeluge
SprinklerDry
SprinklerESFR
SprinklerFlexibleDrop
SprinklerFlush
SprinklerPendant
SprinklerPreAction
SprinklerRecessed
SprinklerResidential
SprinklerSidewall
SprinklerUpright
SprinklerWet
Tanks
TankBuffer
TankCondensate
TankExpansion
TankGlycol
TankHarvestingRainwater
TankInterceptorGrease
TankPressure
TankPumpJockey
TankSeptic
TankStorageChemical
TankStorageFuel
TankStorageWaterCold
TankStorageWaterFire
TankStorageWaterHot
TankWaterChilled
Valves
ValveAirRelease
ValveBall
ValveButterfly
ValveCheck
ValveDrain
ValveGate
ValveGlobe
ValveMixing
ValvePressureReducing
ValvePressureRelief
ValveThermostaticMixing
Water Heaters
HeaterWaterCirculating
HeaterWaterCombinationBoiler
HeaterWaterCondensing
HeaterWaterGas
HeaterWaterHeatPump
HeaterWaterIndirect
HeaterWaterPointOfUse
HeaterWaterPushTrough
HeaterWaterSolar
HeaterWaterStorage
HeaterWaterTankType

## Object-CV
ObjectName (reverseCamel) | Description | Uniclass Pr | Uniclass Description | IFC4 | Revit Category | Group
-- CV - CIVIL --

## Object-CW
ObjectName (reverseCamel) | Description | Uniclass Pr | Uniclass Description | IFC4 | Revit Category | Group
-- CW - CIVIL WATER --

## Object-EE
ObjectName (reverseCamel) | Description | Uniclass Pr | Uniclass Description | IFC4 | Revit Category | Group
-- EE - ELECTRICAL --
AccessoryDuct | Electrical Equipment |  |  |  |  | Electrical Equipment
AccessoryPipe | Panelboard |  |  |  |  | Panelboard
Area | PanelboardAppliance |  |  |  |  | PanelboardAppliance
Baluster | PanelboardLighting |  |  |  |  | PanelboardLighting
Callout | PanelOther |  |  |  |  | PanelOther
Casework | Switchboard |  |  |  |  | Switchboard
Ceiling | SwitchEquipment |  |  |  |  | SwitchEquipment
CirculationVertical | Transformer |  |  |  |  | Transformer
ColumnStructural | Electrical Fixtures |  |  |  |  | Electrical Fixtures
ConnectionStructural | ReceptacleDuplex |  |  |  |  | ReceptacleDuplex
DeviceAlarmFire | ReceptacleQuad |  |  |  |  | ReceptacleQuad
DeviceAudioVisual | ReceptacleSingle |  |  |  |  | ReceptacleSingle
DeviceCallNurse | ReceptacleEVCharging |  |  |  |  | ReceptacleEVCharging
DeviceCommunication | ReceptacleFloor |  |  |  |  | ReceptacleFloor
DeviceControlMechanical | ReceptacleHospitalGrade |  |  |  |  | ReceptacleHospitalGrade
DeviceData | ReceptacleIndustrialGrade |  |  |  |  | ReceptacleIndustrialGrade
DeviceLighting | ReceptacleIsolatedGround |  |  |  |  | ReceptacleIsolatedGround
DeviceSecurity | ReceptaclePopUpCountertop |  |  |  |  | ReceptaclePopUpCountertop
DeviceTelephone | ReceptacleSplitDuplex |  |  |  |  | ReceptacleSplitDuplex
Door | ReceptacleTamperResistant |  |  |  |  | ReceptacleTamperResistant
Drafting | ReceptacleWeatherproof |  |  |  |  | ReceptacleWeatherproof
Elevation | ReceptacleWithDataPort |  |  |  |  | ReceptacleWithDataPort
Entourage | ReceptacleWithUSBPort |  |  |  |  | ReceptacleWithUSBPort
EquipmentMechanical | Lighting Fixtures |  |  |  |  | Lighting Fixtures
EquipmentMedical | Bollard |  |  |  |  | Bollard
EquipmentPlumbing | Chandelier |  |  |  |  | Chandelier
EquipmentServiceFlood | DownlightRecessed |  |  |  |  | DownlightRecessed
EquipmentSpecialty | FixtureAdjustableMountedOnTrack |  |  |  |  | FixtureAdjustableMountedOnTrack
FittingCableTray | FixtureFreestanding |  |  |  |  | FixtureFreestanding
FittingConduit | Floodlight |  |  |  |  | Floodlight
FittingDuct | LightCeilingMounted |  |  |  |  | LightCeilingMounted
FittingPipe | LightEmergency |  |  |  |  | LightEmergency
FixtureElectrical | LightEmergencyBackup |  |  |  |  | LightEmergencyBackup
FixtureLighting | LightFan |  |  |  |  | LightFan
FixturePlumbing | LightingCove |  |  |  |  | LightingCove
Floor | LightingDecorative |  |  |  |  | LightingDecorative
FoundationStructural | LightingTask |  |  |  |  | LightingTask
FramingAncilleryMEP | LightingUnderCabinet |  |  |  |  | LightingUnderCabinet
FramingStructural | LightLandscape |  |  |  |  | LightLandscape
Furniture | LightPendant |  |  |  |  | LightPendant
Hardscape | LightPoleMountedArea |  |  |  |  | LightPoleMountedArea
ItemDetailed | LightRecessed |  |  |  |  | LightRecessed
Mass | LightStrip |  |  |  |  | LightStrip
ModelGeneric | LightSurfaceMounted |  |  |  |  | LightSurfaceMounted
PanelCurtain | LightTrack |  |  |  |  | LightTrack
Parking | LightWallMounted |  |  |  |  | LightWallMounted
Planting | LightWallMountedDirectional |  |  |  |  | LightWallMountedDirectional
Profile | LightWallMountedExterior |  |  |  |  | LightWallMountedExterior
ProtectionFire | Sconce |  |  |  |  | Sconce
Railing | SignExit |  |  |  |  | SignExit
Road | SignExitIlluminated |  |  |  |  | SignExitIlluminated
Signage | Switches |  |  |  |  | Switches
Site | ModuleRelay |  |  |  |  | ModuleRelay
Sprinkler | SensorDaylight |  |  |  |  | SensorDaylight
Stair | SensorOccupancy |  |  |  |  | SensorOccupancy
StiffenersDuctworkFabricationMEP | SwitchDimmer |  |  |  |  | SwitchDimmer
StiffenerStructural | SwitchDoublePole |  |  |  |  | SwitchDoublePole
SystemFurniture | SwitchFourWay |  |  |  |  | SwitchFourWay
TerminalAir | SwitchIndustrial |  |  |  |  | SwitchIndustrial
Wall | SwitchIsolator |  |  |  |  | SwitchIsolator
Window | SwitchKeypad |  |  |  |  | SwitchKeypad

## Object-EV
ObjectName (reverseCamel) | Description | Uniclass Pr | Uniclass Description | IFC4 | Revit Category | Group
-- EV - ENVIRONMENTAL --

## Object-FD
ObjectName (reverseCamel) | Description | Uniclass Pr | Uniclass Description | IFC4 | Revit Category | Group
-- FD - FIRE DETECTION --

## Object-FP
ObjectName (reverseCamel) | Description | Uniclass Pr | Uniclass Description | IFC4 | Revit Category | Group
-- FP - FIRE PROTECTION --

## Object-HB
ObjectName (reverseCamel) | Description | Uniclass Pr | Uniclass Description | IFC4 | Revit Category | Group
-- HB - BRIDGES --

## Object-HD
ObjectName (reverseCamel) | Description | Uniclass Pr | Uniclass Description | IFC4 | Revit Category | Group
-- HD - DRAINAGE --

## Object-HE
ObjectName (reverseCamel) | Description | Uniclass Pr | Uniclass Description | IFC4 | Revit Category | Group
-- HE - HYDRAULIC --

## Object-HG
ObjectName (reverseCamel) | Description | Uniclass Pr | Uniclass Description | IFC4 | Revit Category | Group
-- HG - GEOMETRICS --

## Object-HP
ObjectName (reverseCamel) | Description | Uniclass Pr | Uniclass Description | IFC4 | Revit Category | Group
-- HP - PAVEMENTS & MATERIALS --

## Object-HS
ObjectName (reverseCamel) | Description | Uniclass Pr | Uniclass Description | IFC4 | Revit Category | Group
-- HS - SIGNS & MARKINGS --

## Object-HT
ObjectName (reverseCamel) | Description | Uniclass Pr | Uniclass Description | IFC4 | Revit Category | Group
-- HT - TRAFFIC --

## Object-ID
ObjectName (reverseCamel) | Description | Uniclass Pr | Uniclass Description | IFC4 | Revit Category | Group
-- ID - INTERIOR DESIGN --

## Object-PD
ObjectName (reverseCamel) | Description | Uniclass Pr | Uniclass Description | IFC4 | Revit Category | Group
-- PD - PUBLIC HEALTH --

## Object-PE
ObjectName (reverseCamel) | Description | Uniclass Pr | Uniclass Description | IFC4 | Revit Category | Group
-- PE - PROCESS ENGINEER --

## Object-YC
ObjectName (reverseCamel) | Description | Uniclass Pr | Uniclass Description | IFC4 | Revit Category | Group
-- YC - CONTROLS ENGINEER --

## Object-YS
ObjectName (reverseCamel) | Description | Uniclass Pr | Uniclass Description | IFC4 | Revit Category | Group
-- YS - SECURITY SPECIALIST --
AccessoryDuct | Communication Devices |  |  |  |  | Communication Devices
AccessoryPipe | DeviceCollaboration |  |  |  |  | DeviceCollaboration
Area | InterfaceControl |  |  |  |  | InterfaceControl
Baluster | InterfaceKeypad |  |  |  |  | InterfaceKeypad
Callout | Microphone |  |  |  |  | Microphone
Casework | PanelPatch |  |  |  |  | PanelPatch
Ceiling | PanelRoomScheduling |  |  |  |  | PanelRoomScheduling
CirculationVertical | PanelTouch |  |  |  |  | PanelTouch
Column | PortAudioVisualData |  |  |  |  | PortAudioVisualData
ColumnStructural | Speaker |  |  |  |  | Speaker
ConnectionStructural | StationEmergencyCommunication |  |  |  |  | StationEmergencyCommunication
DeviceAlarmFire | StationIntercom |  |  |  |  | StationIntercom
DeviceAudioVisual | SystemNurseCall |  |  |  |  | SystemNurseCall
DeviceCallNurse | TransmitterAV |  |  |  |  | TransmitterAV
DeviceCommunication | TransmitterHDMI |  |  |  |  | TransmitterHDMI
DeviceData | Data Devices |  |  |  |  | Data Devices
DeviceLighting | BoxStructuredCabling |  |  |  |  | BoxStructuredCabling
DeviceSecurity | OutletData |  |  |  |  | OutletData
DeviceTelephone | OutletTelephone |  |  |  |  | OutletTelephone
Door | PanelPatch |  |  |  |  | PanelPatch
Drafting | PointWirelessAccess |  |  |  |  | PointWirelessAccess
Elevation | RackServer |  |  |  |  | RackServer
Entourage | Router |  |  |  |  | Router
EquipmentElectrical | SwitchNetwork |  |  |  |  | SwitchNetwork
EquipmentMechanical | TerminalFiberOptic |  |  |  |  | TerminalFiberOptic
EquipmentMedical | UnitDataJackCombo |  |  |  |  | UnitDataJackCombo
EquipmentServiceFlood | Electrical Equipment |  |  |  |  | Electrical Equipment
EquipmentSpecialty | Panelboard |  |  |  |  | Panelboard
FittingCableTray | PanelboardAppliance |  |  |  |  | PanelboardAppliance
FittingConduit | PanelboardLighting |  |  |  |  | PanelboardLighting
FittingDuct | PanelOther |  |  |  |  | PanelOther
FittingPipe | Switchboard |  |  |  |  | Switchboard
FixtureElectrical | SwitchEquipment |  |  |  |  | SwitchEquipment
FixtureLighting | Transformer |  |  |  |  | Transformer
Floor | Electrical Fixtures |  |  |  |  | Electrical Fixtures
FoundationStructural | ReceptacleWithDataPort |  |  |  |  | ReceptacleWithDataPort
FramingAncilleryMEP | ReceptacleWithUSBPort |  |  |  |  | ReceptacleWithUSBPort
Furniture | Fire Alarm Devices |  |  |  |  | Fire Alarm Devices
Hardscape | ApplianceNotification |  |  |  |  | ApplianceNotification
ItemDetailed | DetectorSmoke |  |  |  |  | DetectorSmoke
Mass | DetectorDuct |  |  |  |  | DetectorDuct
ModelGeneric | DetectorGas |  |  |  |  | DetectorGas
PanelCurtain | DetectorHeat |  |  |  |  | DetectorHeat
Parking | ModuleControl |  |  |  |  | ModuleControl
Planting | ModuleMonitor |  |  |  |  | ModuleMonitor
Profile | ModuleRelay |  |  |  |  | ModuleRelay
ProtectionFire | PanelFireAlarmControl |  |  |  |  | PanelFireAlarmControl
Railing | StationManualPull |  |  |  |  | StationManualPull
Roof | Lighting Fixtures |  |  |  |  | Lighting Fixtures
Signage | LightEmergency |  |  |  |  | LightEmergency
Site | LightEmergencyBackup |  |  |  |  | LightEmergencyBackup
Sprinkler | SignExit |  |  |  |  | SignExit
Stair | SignExitIlluminated |  |  |  |  | SignExitIlluminated
StiffenerStructural | Security Devices |  |  |  |  | Security Devices
SystemFurniture | CameraSecurityCCTV |  |  |  |  | CameraSecurityCCTV
TerminalAir | ContactDoor |  |  |  |  | ContactDoor
Wall | DetectorGlassBreak |  |  |  |  | DetectorGlassBreak
Window | DetectorMotion |  |  |  |  | DetectorMotion

## Object-LD
ObjectName (reverseCamel) | Description | Uniclass Pr | Uniclass Description | IFC4 | Revit Category | Group
-- LD - LANDSCAPING --

## HowToComplete
How to complete Object lists for remaining Task Teams
1. Use Object-AR and Object-ME as the quality template.
2. Each row is one selectable Object (Subtype) in the naming tool.
3. ObjectName: reverse camelCase, no spaces (e.g. BoilerCondensing, DoorSingleLeaf).
4. Derive the name from the Uniclass Pr title keywords (not the code).
5. Always store Uniclass Pr code + description for classification write-back.
6. IFC4: use IfcXxxType.ENUM where applicable (critical for OpenBIM).
7. Revit Category: built-in category name or OST_ name if known.
8. Group rows with -- SECTION -- headers for usability in dropdowns.
9. Category (Type) stays global and maps to Uniclass Ss; do not put Ss on Object rows.
10. Material maps to Uniclass Ma/Pr; Generic (GEN) is valid for generic content.
NBS composition (Atana application):
<Originator>_<Source>_<Category>_<Material>_<Object>
Example: ATA_STD_AIR_GEN_BoilerCondensing
Excluded: Differentiator (family type / size lives in Revit type name).